## BoQ1 (hidden)
Item Rate BoQ
BoQ_Ver3.0 | Item Rate | Normal | INR Only | INR
Select, Excess (+), Less (-) |  | Less (-)
Tender Inviting Authority: WAPCOS Limited
Work Name : Construction of Accomadation complex(Gents Hostel,Ladies Hostel & Residential complex) ,Karyavattom Campus ,Trivandrum
Contract No: WAP/INFRA/KERALA/2025/KUB/508
Bidder Name :
PRICE SCHEDULE (This BOQ template must not be modified/replaced by the bidder and the same should be uploaded after filling the relevent columns, else the bidder is liable to be rejected for this tender. Bidders are allowed to enter the Bidder Name and Values only )
NUMBER # | TEXT # | TEXT # | NUMBER # | TEXT # | NUMBER | NUMBER | TEXT | TEXT # | NUMBER # | TEXT# | TEXT # | NUMBER # | NUMBER | NUMBER | NUMBER | NUMBER | TEXT | TEXT | NUMBER | NUMBER | NUMBER | NUMBER | TEXT | TEXT | NUMBER | NUMBER | NUMBER | NUMBER | TEXT | TEXT | NUMBER | NUMBER | NUMBER | NUMBER | TEXT | TEXT | NUMBER | NUMBER | NUMBER | NUMBER | TEXT | TEXT | NUMBER | NUMBER | NUMBER # | NUMBER # | TEXT | TEXT | NUMBER # | NUMBER # | DATE | NUMBER # | NUMBER # | TEXT #
Sl. No. | Item Description | Item Code / Make | Quantity | Units | Estimated Rate |  |  | Addition / Deduction | Addition / Deduction Values | Currency Convertion against each Item | Quoted Currency in INR / Other Currency | BASIC RATE In Figures To be entered by the Bidder Rs. P | Excise Duty | VAT | Freight Charges ( Unloading & Stacking) | Any Other Taxes/Duties/Levies |  |  | Other Taxes 2 | IIIrd Party i.e DGS&D / RITES etc Inspection Charges @0.34%+Service Tax | Less for Cenvat Credit,if any respect of Supplies Under full Excise Duty Category | [30 empty] | TOTAL AMOUNT Without Taxes | TOTAL AMOUNT With Taxes | TOTAL AMOUNT In Words
1 | 2 | 3 | 4 | 5 | 6 | 7 | 8 | 9 | 10 | 11 | 12 | 13 | 14 | 15 | 16 | 17 | 18 | 19 | 20 | 21 | 22 | 23 | 24 | 25 | 26 | 27 | 28 | 29 | 30 | 31 | 32 | 33 | 34 | 35 | 36 | 37 | 38 | 39 | 40 | 41 | 42 | 43 | 44 | 45 | 46 | 47 | 48 | 49 | 50 | 51 | 52 | 53 | 54 | 55
1 | CIVIL WORKS- Gents hostel | BI01010001010000000000000515BI0100001113 | [6 empty] | 1 | [45 empty] | 1.01 | Supplying, Conveying and fixing spls. Including eart | item1 | 123.223 | Nos
1.01 | 2.6.1 : Earth work in excavation by mechanical means (Hydraulic excavator)/manual means over areas (exceeding 30 cm in depth, 1.5 m in width as well as 10 sqm on plan) including disposal of excavated earth, lead up to 50 m and lift up to 1.5 m, disposed earth to be levelled and neatly dressed.All kinds of soil |  | 844.12 | cum |  |  |  | Excess(+) | 1 | Full Conversion | INR | [40 empty] | #VALUE! | #VALUE! | #VALUE! | 1.02 | Construction of chamber for 100mm sluice plates | item2 | 213 | Nos
1.02 | 2.7.1 : Earth work in excavation by mechanical means (Hydraulic excavator )/ manual means over areas (exceeding 30 cm in depth, 1.5 m in width as well as 10 sqm on plan) including disposal of excavated earth, lead up to 50 m and lift up to 1.5 m, disposed earth to be levelled and neatly dressed.Ordinary rock |  | 562.747 | cum |  |  |  | Excess(+) | 1 | Full Conversion | INR | [40 empty] | #VALUE! | #VALUE! | #VALUE! | 2 | Construction of chamber for 100mm sluices valve | item3 | 10 | Nos
1.03 | 2.8.1 : Earth work in excavation by mechanical means (Hydraulic excavator) /manual means in foundation trenches or drains (not exceeding 1.5 m in width or 10 sqm on plan), including dressing of sides and ramming of bottoms, lift up to 1.5 m, including getting out the excavated soil and disposal of surplus excavated soil as directed, within a lead of 50 m.All kinds of soil |  | 342.82 | cum |  |  |  | Excess(+) | 1 | Full Conversion | INR | [40 empty] | #VALUE! | #VALUE! | #VALUE!
1.04 | 2.9.1 : Excavation work by mechanical means (Hydraulic excavator) / manual means in foundation trenches or drains (not exceeding 1.5 m in width or 10 sqm on plan), including dressing of sides and ramming of bottoms, lift up to 1.5 m, including getting out the excavated soil and disposal of surplus excavated soils as directed, within a lead of 50 m.Ordinary rock |  | 85.705 | cum |  |  |  | Excess(+) | 1 | Full Conversion | INR | [40 empty] | #VALUE! | #VALUE! | #VALUE!
1.05 | 2.26.1 : Extra for every additional lift 1.5 m or part there of in excavation / banking excavated or stacked materials.All kinds of soil |  | 187.582 | cum |  |  |  | Excess(+) | 1 | Full Conversion | INR | [40 empty] | #VALUE! | #VALUE! | #VALUE!
1.06 | 2.26.2 : Extra for every additional lift 1.5 m or part there of in excavation / banking excavated or stacked materials.Ordinary or hard rock |  | 281.373 | cum |  |  |  | Excess(+) | 1 | Full Conversion | INR | [40 empty] | #VALUE! | #VALUE! | #VALUE!
1.07 | 2.25 : Filling available excavated earth (excluding rock) in trenches, plinth, sides of foundations etc. in layers not exceeding 20 cm in depth, consolidating each deposited layer by ramming and watering, lead up to 50 m and lift up to 1.5 m.Filling available excavated earth (excluding rock) in trenches, plinth, sides of foundation etc. in layers not exceeding 20 cm in depth, consolidating each deposited layer by ramming and watering, lead up to 50 m and lift up to 1.5 m. |  | 1186.95 | cum |  |  |  | Excess(+) | 1 | Full Conversion | INR | [40 empty] | #VALUE! | #VALUE! | #VALUE!
1.08 | 2.31 : Clearing jungle including uprooting of rank vegetation, grass, brush wood, trees and saplings of girth up to 30 cm measured at a height of 1 m above ground level and removal of rubbish up to a distance of 50 m outside the periphery of the area cleared |  | 2500 | sqm |  |  |  | Excess(+) | 1 | Full Conversion | INR | [40 empty] | #VALUE! | #VALUE! | #VALUE!
1.09 | 2.34.1 : Supplying chemical emulsion in sealed containers including delivery as specified.Chlorpyriphos / Lindane emulsifiable concentrate of 20% |  | 1067.865 | Litre |  |  |  | Excess(+) | 1 | Full Conversion | INR | [40 empty] | #VALUE! | #VALUE! | #VALUE!
1.1 | 2.35.3.1 : Diluting and injecting chemical emulsion for POST -CONSTRUCTIONAL anti-termite treatment (excluding the cost of chemical emulsion):Treatment of soil under existing floors using chemical emulsion @ one litre per hole, 300 mm apart including drilling 12 mm diameter holes and plugging with cement mortar 1:2 (1 cement : 2 coarse sand) to match the existing floor:With Chlorpyriphos/Lindane E.C. 20% with 1% concentration |  | 1941.572 | sqm |  |  |  | Excess(+) | 1 | Full Conversion | INR | [40 empty] | #VALUE! | #VALUE! | #VALUE!
1.11 | 4.11 : Providing and laying damp-proof course 50 mm thick with cement concrete 1:2:4(1 cement : 2 coarse sand : 4 graded stone aggregate 20 mm nominal size). |  | 172.302 | sqm |  |  |  | Excess(+) | 1 | Full Conversion | INR | [40 empty] | #VALUE! | #VALUE! | #VALUE!
1.12 | od239857/2024_2025 : Providing &amp; applying a coat of residual petroleum bitumen of grade of VG-10&lt;br&gt;of approved quality using 1.7kg per square metre on damp proof course after&lt;br&gt;cleaning the surface with brushes and finally with apiece of cloth lightly&lt;br&gt;soaked in kerosene oil. |  | 172.302 | sqm |  |  |  | Excess(+) | 1 | Full Conversion | INR | [40 empty] | #VALUE! | #VALUE! | #VALUE!
1.13 | 4.1.5 : Providing and laying in position cement concrete of specified grade excluding the cost of centering and shuttering - All work up to plinth level:1:3:6 (1 cement : 3 coarse sand : 6 graded stone aggregate 20 mm nominal size) |  | 348.317 | cum |  |  |  | Excess(+) | 1 | Full Conversion | INR | [40 empty] | #VALUE! | #VALUE! | #VALUE!
1.14 | 5.9.16.1 : Centering and shuttering including strutting, etc. and removal of form for:Edges of slabs and breaks in floors and wallsUnder 20 cm wide |  | 554.44 | metre |  |  |  | Excess(+) | 1 | Full Conversion | INR | [40 empty] | #VALUE! | #VALUE! | #VALUE!
1.15 | 5.9.1 : Centering and shuttering including strutting, etc. and removal of form for:Foundations, footings, bases of columns, etc for mass concrete |  | 709.311 | sqm |  |  |  | Excess(+) | 1 | Full Conversion | INR | [40 empty] | #VALUE! | #VALUE! | #VALUE!
1.16 | 5.9.19 : Centering and shuttering including strutting, etc. and removal of form for:Weather shade, Chajjas, corbels etc., including edges |  | 450.009 | sqm |  |  |  | Excess(+) | 1 | Full Conversion | INR | [40 empty] | #VALUE! | #VALUE! | #VALUE!
1.17 | 5.9.6 : Centering and shuttering including strutting, etc. and removal of form for:Columns, Pillars, Piers, Abutments, Posts and Struts |  | 2688.987 | sqm |  |  |  | Excess(+) | 1 | Full Conversion | INR | [40 empty] | #VALUE! | #VALUE! | #VALUE!
1.18 | 5.9.2 : Centering and shuttering including strutting, etc. and removal of form for:Walls (any thickness) including attached pilasters, butteresses, plinth and string courses etc. |  | 233.724 | sqm |  |  |  | Excess(+) | 1 | Full Conversion | INR | [40 empty] | #VALUE! | #VALUE! | #VALUE!
1.19 | 5.9.3 : Centering and shuttering including strutting, etc. and removal of form for:Suspended floors, roofs, landings, balconies and access platform |  | 5469.189 | sqm |  |  |  | Excess(+) | 1 | Full Conversion | INR | [40 empty] | #VALUE! | #VALUE! | #VALUE!
1.2 | 5.9.5 : Centering and shuttering including strutting, etc. and removal of form for:Lintels, beams, plinth beams, girders bressumers and cantilevers |  | 4510.937 | sqm |  |  |  | Excess(+) | 1 | Full Conversion | INR | [40 empty] | #VALUE! | #VALUE! | #VALUE!
1.21 | 5.9.7 : Centering and shuttering including strutting, etc. and removal of form for:Stairs, (excluding landings ) except spiral - staircases) |  | 180.302 | sqm |  |  |  | Excess(+) | 1 | Full Conversion | INR | [40 empty] | #VALUE! | #VALUE! | #VALUE!
1.22 | od239858/2024_2025 : Providing and fixing S.S fan clamp of 10mm dia in RCC slabs , beams including cost and conveyance of all materials,labour charges etc complete as directed by the Engineer - in - Charge at all levels |  | 300 | no |  |  |  | Excess(+) | 1 | Full Conversion | INR | [40 empty] | #VALUE! | #VALUE! | #VALUE!
1.23 | 5.22.6 : Steel reinforcement for R.C.C work including straightening, cutting, bending, placing in position and binding all complete upto plinth levelThermo - Mechanically Treated bars of grade Fe-500D or more |  | 49255.601 | kilogram |  |  |  | Excess(+) | 1 | Full Conversion | INR | [40 empty] | #VALUE! | #VALUE! | #VALUE!
1.24 | 5.22A.6 : Steel reinforcement for R.C.C work including straightening, cutting, bending, placing in position and binding all complete above plinth level.Thermo - Mechanically Treated bars of grade Fe-500D or more |  | 175411.501 | kg |  |  |  | Excess(+) | 1 | Full Conversion | INR | [40 empty] | #VALUE! | #VALUE! | #VALUE!
1.25 | 5.33.1 : Providing and laying in position machine batched and machine mixed design mix M-25 grade cement concrete for reinforced cement concrete work, using cement content as per approved design mix, including pumping of concrete to site of laying but excluding the cost of centering, shuttering, finishing and reinforcement, including admixtures in recommended proportions as per IS: 9103 to accelerate, retard setting of concrete, improve workability without impairing strength and durability as per direction of Engineer - in-charge. Note:- Cement content considered in this item is @ 330 kg/ cum. Excess or less cement used as per design mix is payable or recoverable separately.All work upto plinth level |  | 454.182 | cum |  |  |  | Excess(+) | 1 | Full Conversion | INR | [40 empty] | #VALUE! | #VALUE! | #VALUE!
1.26 | 5.33.2 : Providing and laying in position machine batched and machine mixed design mix M-25 grade cement concrete for reinforced cement concrete work, using cement content as per approved design mix, including pumping of concrete to site of laying but excluding the cost of centering, shuttering, finishing and reinforcement, including admixtures in recommended proportions as per IS: 9103 to accelerate, retard setting of concrete, improve workability without impairing strength and durability as per direction of Engineer - in-charge. Note:- Cement content considered in this item is @ 330 kg/ cum. Excess or less cement used as per design mix is payable or recoverable separately.All work above plinth level upto floor V level |  | 1410.31 | cum |  |  |  | Excess(+) | 1 | Full Conversion | INR | [40 empty] | #VALUE! | #VALUE! | #VALUE!
1.27 | 50.6.2.1 : Solid block masonry using pre cast solid blocks (Factory made) of size 30x20x15 cm or nearest available size confirming to IS 2185 part I of 1979 for foundation and plinth with thickness 15cm in: CM 1:6 ( 1 cement :6 coarse sand) etc complete |  | 89.968 | cum |  |  |  | Excess(+) | 1 | Full Conversion | INR | [40 empty] | #VALUE! | #VALUE! | #VALUE!
1.28 | 50.4.1.1 : Providing and laying in position cement concrete 1:2:4 ( 1 cement : 2 coarse sand : 4 graded stone aggregate 12.5 mm nominal size) up to floor five level excluding the cost of centering, shuttering, finishing for leveling coarse of floor and roof etc. |  | 123.727 | cum |  |  |  | Excess(+) | 1 | Full Conversion | INR | [40 empty] | #VALUE! | #VALUE! | #VALUE!
1.29 | 50.6.2.2 : Solid masonry using pre cast solid blocks (factory made) of size 30x20x15cm or nearest available size confirming to IS 2185 part I of 1979 for super structure up to floor two level with thickness 15cm in : CM 1:6 ( 1 cement : 6 coarse sand) etc complete |  | 566.539 | cum |  |  |  | Excess(+) | 1 | Full Conversion | INR | [40 empty] | #VALUE! | #VALUE! | #VALUE!
1.3 | 50.6.3.2 : Solid block masonry using pre cast solid blocks (Factory made) of size 40x20x10 cm or nearest available size confirming to IS 2185 part I of 1979 for super structure up to floor two level for 10 cm thick wall in : CM 1:6 ( 1 cement : 6 coarse sand) including cost of scaffolding complete |  | 55.089 | cum |  |  |  | Excess(+) | 1 | Full Conversion | INR | [40 empty] | #VALUE! | #VALUE! | #VALUE!
1.31 | 50.6.2.3 : Solid block masonry using pre cast solid blocks (Factory made) of size 30x20x15cm or nearest available size confirming to IS 2185 part I of 1979 for super structure above floor two level upto floor five level with thickness 15cm in : CM 1:6 ( 1 cement : 6 coarse sand) etc complete |  | 680.854 | cum |  |  |  | Excess(+) | 1 | Full Conversion | INR | [40 empty] | #VALUE! | #VALUE! | #VALUE!
1.32 | 13.1.1 : 12 mm cement plaster of mix:1:4 ( 1 cement : 4 fine sand) |  | 9175.342 | sqm |  |  |  | Excess(+) | 1 | Full Conversion | INR | [40 empty] | #VALUE! | #VALUE! | #VALUE!
1.33 | 13.8.1 : 15 mm cement plaster on rough side of single or half brick wall finished with a floating coat of neat cement of mix:1:3 ( 1 Cement : 3 fine sand) |  | 2525.634 | sqm |  |  |  | Excess(+) | 1 | Full Conversion | INR | [40 empty] | #VALUE! | #VALUE! | #VALUE!
1.34 | 13.16.1 : 6 mm cement plaster of mix:1:3 ( 1 cement : 3 fine sand) |  | 6533.383 | sqm |  |  |  | Excess(+) | 1 | Full Conversion | INR | [40 empty] | #VALUE! | #VALUE! | #VALUE!
1.35 | 13.5.1 : 15 mm cement plaster on rough side of single or half brick wall of mix:1:4 ( 1 Cement : 4 coarse sand) |  | 3989.752 | sqm |  |  |  | Excess(+) | 1 | Full Conversion | INR | [40 empty] | #VALUE! | #VALUE! | #VALUE!
1.36 | 22.5 : Providing and laying water proofing treatment in sunken portion of WCs, bathroom etc., by applying cement slurry mixed with water proofing cement compound consisting of applying : a) First layer of slurry of cement @ 0.488 kg/sqm mixed with water proofing cement compound @ 0.253 kg/sqm. This layer will be allowed to air cure for 4 hours. b) Second layer of slurry of cement @ 0.242 kg /sqm mixed with water proofing cement compound @ 0.126 kg/ sqm. This layer will be allowed to air cure for 4 hours followed with water curing for 48 hours. The rate includes preparation of surface, treatment and sealing of all joints, corners, junctions of pipes and masonry with polymer mixed slurry. |  | 276.627 | sqm |  |  |  | Excess(+) | 1 | Full Conversion | INR | [40 empty] | #VALUE! | #VALUE! | #VALUE!
1.37 | od239859/2024_2025 : Brick jelly Concrete in Cement Mortar 1:3:6 using 40 mm broken bricks including cost,conveyance,labour charges etc. ... complete as per the direction from Engineer in Charge |  | 33.59 | cum |  |  |  | Excess(+) | 1 | Full Conversion | INR | [40 empty] | #VALUE! | #VALUE! | #VALUE!
1.38 | 22.6 : Providing and laying water proofing treatment on roofs of slabs by applying cement slurry mixed with water proofing cement compound consisting of applying : a) after surface preparation, first layer of slurry of cement @ 0.488 kg/ sqm mixed with water proofing cement compound @ 0.253 kg/ sqm. laying second layer of fibre glass cloth when the first layer is still green. Overlaps of joints of fibre cloth should not be less than 10 cm. c) third layer of 1.5 mm thickness consisting of slurry of cement @ 1.289 kg/ sqm mixed with water proofing cement compound @ 0.670 kg/sqm and coarse sand @ 1.289 kg/sqm. This will be allowed to air cure for 4 hours followed by water curing for 48 hours. The entire treatment will be taken upto 30 cm on parapet wall and tucked into groove in parapet all around. d) fourth and final layer of brick tilling with cement mortar (which will be paid for separately. For the purpose of measurement the entire treated surface will be measured) |  | 1902.691 | sqm |  |  |  | Excess(+) | 1 | Full Conversion | INR | [40 empty] | #VALUE! | #VALUE! | #VALUE!
1.39 | 11.46.3 : Providing and laying Vitrified tiles indifferent sizes (thickness to be specified by manufacturer), with water absorption less than 0.08 % and conforming to I.S. 15622, of approved make, in all colours & shade, in skirting, riser of steps, over 12 mm thick bed of cement mortar 1:3 (1 cement : 3 coarse sand), including grouting the joint with white cement & matching pigments etc. complete.Size of Tile 800 x 800 mm |  | 350.253 | sqm |  |  |  | Excess(+) | 1 | Full Conversion | INR | [40 empty] | #VALUE! | #VALUE! | #VALUE!
1.4 | 11.41.3 : Providing and laying vitrified floor tiles in different sizes (thickness to be specified by the manufacturer) with water absorption less than 0.08% and conforming to IS : 15622, of approved make, in all colours and shades, laid on 20 mm thick cement mortar 1:4(1 cement : 4 coarse sand), including grouting the joints with white cement and matching pigments etc., complete.Size of Tile 800x 800 mm |  | 4660.602 | sqm |  |  |  | Excess(+) | 1 | Full Conversion | INR | [40 empty] | #VALUE! | #VALUE! | #VALUE!
1.41 | 11.48.3 : Grouting the joints of flooring tiles having joints of 3 mm width, using epoxy grout mix 0.70 kg of organic coated filler of desired shade (0.10 kg of hardener and 0.20 kg of resin per kg). including filling /grouting and finishing complete as per direction of Engineer-in-charge.Size of Tile 800x800mm |  | 5010.82 | sqm |  |  |  | Excess(+) | 1 | Full Conversion | INR | [40 empty] | #VALUE! | #VALUE! | #VALUE!
1.42 | 16.89 : Providing and laying matt finished vitrified tile of size 300x300x9.8mm having with water absorption less than 0.5% and conforming to IS: 15622 of approved make in all colours and shades in for outdoor floors such as footpath, court yard, multi models location etc., laid on 20mm thick base of cement mortar 1:4 (1 cement : 4 coarse sand) in all shapes & patterns including grouting the joints with white cement mixed with matching pigments etc. complete as per direction of Engineer-in-Charge. |  | 409.277 | sqm |  |  |  | Excess(+) | 1 | Full Conversion | INR | [40 empty] | #VALUE! | #VALUE! | #VALUE!
1.43 | od246917/2024_2025 : Providing and laying vitrified wall tiles in different sizes (thickness to be specified by the manufacturer) with water absorption less than 0.08% and conforming to IS : 15622, of approved make, in all colours and shades, laid on 12 mm thick cement mortar 1:4(1 cement : 4 coarse sand), including grouting the joints with white cement and matching pigments etc., complete.&lt;br&gt;Size of Tile 600 x 600 mm. |  | 888.937 | sqm |  |  |  | Excess(+) | 1 | Full Conversion | INR | [40 empty] | #VALUE! | #VALUE! | #VALUE!
1.44 | 8.2.2.2 : Providing and fixing 18 mm thick gang saw cut, mirror, polished, premoulded and prepolished, machine cut for kitchen platforms, vanity counters, window sills, facias and similar locations, of required size, approved shade, colour and texture laid over 20 mm thick base cement mortar 1:4 ( 1 cement : 4 coarse sand), joints treated with white cement, mixed with matching pigment, epoxy touch ups, including rubbing, curing, moulding and polishing to edges to give high gloss finish etc. complete at all levels.Area of slab over 0.50 sqm |  | 359.525 | sqm |  |  |  | Excess(+) | 1 | Full Conversion | INR | [40 empty] | #VALUE! | #VALUE! | #VALUE!
1.45 | 21.3.1 : Providing and fixing glazing in aluminium door, window, ventilator shutters and partitions etc. with EPDM rubber / neoprene gasket etc. complete as per the architectural drawings and the directions of Engineer - in -Charge. ( Cost of aluminium snap beading shall be paid in basic item):With float glass panes of 4.0 mm thickness |  | 456.646 | sqm |  |  |  | Excess(+) | 1 | Full Conversion | INR | [40 empty] | #VALUE! | #VALUE! | #VALUE!
1.46 | 9.147D.1 : Providing and fixing factory made uPVC white colour sliding glazed window upto 1.50 m in height dimension comprising of uPVC multi-chambered frame with in-built roller track and sash extruded profiles duly reinforced with 1.60 +/- 0.2 mm thick galvanized mild steel section made from roll forming process of required length (shape & size according to uPVC profile), appropriate dimension of uPVC extruded glazing beads and uPVC extruded interlocks, EPDM gasket, wool pile, zinc alloy (white powder coated) touch locks with hook, zinc alloy body with single nylon rollers (weight bearing capacity to be 40 kg), G.I fasteners 100 x 8 mm size for fixing frame to finished wall and necessary stainless steel screws etc. Profile of frame & sash shall be mitred cut and fusion welded at all corners, including drilling of holes for fixing hardware's and drainage of water etc. After fixing frame the gap between frame and adjacent finished wall shall be filled with weather proof silicon sealent over backer rod of required size and of approved quality, all complete as per approved drawing & direction of Engineer-in-Charge. (Single / double glass panes, wire mesh and silicon sealent shall be paid separately) Note: For uPVC frame and sash extruded profiles minus 5% tolerance in dimension i.e. in depth & width of profile shall be acceptable.Two track two panels sliding window made of (small series) frame 52 x 44 mm & sash 32 x 60 mm both having wall thickness of 1.9 +/- 0.2 mm and single glazing bead of appropriate dimension. (Area of window upto 1.75 sqm) |  | 15.12 | sqm |  |  |  | Excess(+) | 1 | Full Conversion | INR | [40 empty] | #VALUE! | #VALUE! | #VALUE!
1.47 | 9.147D.3 : Providing and fixing factory made uPVC white colour sliding glazed window upto 1.50 m in height dimension comprising of uPVC multi-chambered frame with in-built roller track and sash extruded profiles duly reinforced with 1.60 +/- 0.2 mm thick galvanized mild steel section made from roll forming process of required length (shape & size according to uPVC profile), appropriate dimension of uPVC extruded glazing beads and uPVC extruded interlocks, EPDM gasket, wool pile, zinc alloy (white powder coated) touch locks with hook, zinc alloy body with single nylon rollers (weight bearing capacity to be 40 kg), G.I fasteners 100 x 8 mm size for fixing frame to finished wall and necessary stainless steel screws etc. Profile of frame & sash shall be mitred cut and fusion welded at all corners, including drilling of holes for fixing hardware's and drainage of water etc. After fixing frame the gap between frame and adjacent finished wall shall be filled with weather proof silicon sealent over backer rod of required size and of approved quality, all complete as per approved drawing & direction of Engineer-in-Charge. (Single / double glass panes, wire mesh and silicon sealent shall be paid separately) Note: For uPVC frame and sash extruded profiles minus 5% tolerance in dimension i.e. in depth & width of profile shall be acceptable.Two track two panels sliding window made of (big series) frame 67 x 50 mm & sash 46 x 62 mm both having wall thickness of 2.3 +/- 0.2 mm and single glazing bead / double glazing bead of appropriate dimension . (Area of window above 1.75 sqm upto 2.50 sqm). |  | 510.75 | sqm |  |  |  | Excess(+) | 1 | Full Conversion | INR | [40 empty] | #VALUE! | #VALUE! | #VALUE!
1.48 | 21.19.1 : Filling the gap in between aluminium/ stone/ wood frame and adjacent RCC/ Brick/ Stone/ wood/ Ceramic/ Gypsum work by providing weather/structural non sag elastomeric PU sealant over backer rod of approved quality as per architectural drawings and direction of Engineer-in-charge complete, complying to ASTM C920, DIN 18540-F & ISO 11600Upto 5 mm depth and 5 mm width |  | 1483.8 | metre |  |  |  | Excess(+) | 1 | Full Conversion | INR | [40 empty] | #VALUE! | #VALUE! | #VALUE!
1.49 | 10.28 : Providing and fixing stainless steel (Grade 304) railing made of Hollow tubes, channels, plates etc., including welding, grinding, buffing, polishing and making curvature (wherever required) and fitting the same with necessary stainless steel nuts and bolts complete, i/c fixing the railing with necessary accessories & stainless steel dash fasteners, stainless steel bolts etc., of required size on the top of the floor or the side of waist slab with suitable arrangement as per approval of Engineer-in-charge, (for payment purpose only weight of stainless steel members shall be considered excluding fixing accessories such as nuts, bolts, fasteners etc.) |  | 2865.62 | kg |  |  |  | Excess(+) | 1 | Full Conversion | INR | [40 empty] | #VALUE! | #VALUE! | #VALUE!
1.5 | 13.43.1 : Applying one coat of water thinnable cement primer of approved brand and manufacture on wall surface:Water thinnable cement primer |  | 15508.305 | sqm |  |  |  | Excess(+) | 1 | Full Conversion | INR | [40 empty] | #VALUE! | #VALUE! | #VALUE!
1.51 | 13.45.1 : Finishing walls with textured exterior pint of required shade:New work (Two or more coats applied @ 3.28 ltr/ 10 sqm ) over and including priming coat of exterior primer applied @ 2.20 kg/ 10 sqm |  | 2914.574 | sqm |  |  |  | Excess(+) | 1 | Full Conversion | INR | [40 empty] | #VALUE! | #VALUE! | #VALUE!
1.52 | 13.47.1 : Finishing walls with Premium Acrylic Smooth exterior paint with Silicone additives of required shade:New work (Two or more coats applied @ 1.43 ltr/ 10 sqm over and including priming coat of exterior primer applied @ 2.20 kg/ 10 sqm) |  | 1289.616 | sqm |  |  |  | Excess(+) | 1 | Full Conversion | INR | [40 empty] | #VALUE! | #VALUE! | #VALUE!
1.53 | 13.60.1 : Wall painting with acrylic emulsion paint of approved brand and manufacture to give an even shade:Two or more coats on new work |  | 15508.305 | sqm |  |  |  | Excess(+) | 1 | Full Conversion | INR | [40 empty] | #VALUE! | #VALUE! | #VALUE!
1.54 | 13.68.1 : French spirit polishing:Two or more coats on new works including a coat of wood filler |  | 418.771 | sqm |  |  |  | Excess(+) | 1 | Full Conversion | INR | [40 empty] | #VALUE! | #VALUE! | #VALUE!
1.55 | 9.1.1 : Providing wood work in frames of doors, windows, clerestory windows and other frames, wrought framed and fixed in position with hold fast lugs or with dash fasteners of required dia & length (hold fast lugs or dash fastener shall be paid for separately).Second class teak wood |  | 2.912 | cum |  |  |  | Excess(+) | 1 | Full Conversion | INR | [40 empty] | #VALUE! | #VALUE! | #VALUE!
1.56 | 9.53 : Providing 40x5 mm flat iron hold fast 40 cm long including fixing to frame with 10 mm diameter bolts, nuts and wooden plugs and embeddings in cement concrete block 30x10x15 cm 1:3:6 mix ( 1 cement : 3 coarse sand : 6 graded stone aggregate 20 mm nominal size) |  | 426 | each |  |  |  | Excess(+) | 1 | Full Conversion | INR | [40 empty] | #VALUE! | #VALUE! | #VALUE!
1.57 | 9.5.1.2 : Providing and fixing panelled or panelled and glazed shutters for shutters for doors, windows and clerestory windows, including ISI marked M.S. pressed butt hinges bright finished of required size with necessery screws, excluding panelling which will be paid for separately, all complete as per direction of Engineer - in-charge.Providing and fixing panelled or panelled and glazed shutters for doors, windows and clerestory windows fixing with butt hinges of required size with necessary screws, excluding panelling which will be paid for separately, all complete as per direction of Engineer-in-charge. (Note:- Butt hinges and necessary screws shall be paid separately) Second class teak wood 30 mm thick shutters |  | 162.563 | sqm |  |  |  | Excess(+) | 1 | Full Conversion | INR | [40 empty] | #VALUE! | #VALUE! | #VALUE!
1.58 | 9.7.1 : Providing and fixing panelling or panelling and glazing in panelled or panelled and glazed shutters for doors, windows and clerestory windows (Area of opening for panel inserts excluding portion inside grooves or rebates to be measured), Panelling for panelled or panelled and glazed shutters 25 mm to 40 mm thick:Second class teak wood |  | 105.598 | sqm |  |  |  | Excess(+) | 1 | Full Conversion | INR | [40 empty] | #VALUE! | #VALUE! | #VALUE!
1.59 | 9.48.2 : Providing and fixing M.S. Grills of required pattern in frames of windows etc. with M.S. flats, square or round bars etc. including priming coat with approved steel primer all complete.Fixed to openings/ wooden frames with rawl plugs screws etc |  | 7888.05 | kg |  |  |  | Excess(+) | 1 | Full Conversion | INR | [40 empty] | #VALUE! | #VALUE! | #VALUE!
1.6 | 9.70.1 : Providing and fixing IS : 12817 marked stainless steel butt hinges with stainless steel screws etc. complete:125x64x1.90 mm |  | 312 | no |  |  |  | Excess(+) | 1 | Full Conversion | INR | [40 empty] | #VALUE! | #VALUE! | #VALUE!
1.61 | 9.76 : Providing and fixing bright finished brass 100 mm mortice latch and lock with 6 levers and a pair of lever handles of approved quality with necessary screws etc. complete. |  | 69 | no |  |  |  | Excess(+) | 1 | Full Conversion | INR | [40 empty] | #VALUE! | #VALUE! | #VALUE!
1.62 | 9.84 : Providing and fixing aluminium extruded section body tubular type universal hydraulic door closer (having brand logo with ISI, IS : 3564, embossed on the body, door weight upto 36 kg to 80 kg and door width form 701 mm to 1000 mm), with double speed adjustment with necessary accessories and screws etc. complete. |  | 75 | no |  |  |  | Excess(+) | 1 | Full Conversion | INR | [40 empty] | #VALUE! | #VALUE! | #VALUE!
1.63 | 10.2 : Structural steel work riveted, bolted or welded in built up sections, trusses and framed work, including cutting, hoisting, fixing in position and applying a priming coat of approved steel primer all complete. |  | 2310 | kg |  |  |  | Excess(+) | 1 | Full Conversion | INR | [40 empty] | #VALUE! | #VALUE! | #VALUE!
1.64 | 50.12.2.4 : Providing & fixing Poly carbonate multi wall plain sheet 6 mm thick as approved by the Engineer in charge and should be supplied in a single length of 12m or as decide by the Engineer in charge. The sheets shall be fixed using self drilling/self tapping screw of size (5.5x55mm) with EPDM seal complete upto any pitch in horizontal/vertical curved surfaces, but excluding the cost of purlins, rafters, trusses, and including cutting to size and shapes where ever required. |  | 414.562 | sqm |  |  |  | Excess(+) | 1 | Full Conversion | INR | [40 empty] | #VALUE! | #VALUE! | #VALUE!
1.65 | 9.97.1 : Providing and fixing aluminium tower bolts, ISI marked, anodised(anodic coating not less than grade AC 10 as per : 1868), transparent or dyed to required colour or shade, with necessary screws complete:300x10 mm |  | 150 | no |  |  |  | Excess(+) | 1 | Full Conversion | INR | [40 empty] | #VALUE! | #VALUE! | #VALUE!
1.66 | 9.100.1 : Providing and fixing aluminium handles, ISI marked, anodised (anodic coating not less than grade AC 10 as per IS : 1868) transparent or dyed to required colour or shade, with necessary screws etc. complete:125 mm |  | 75 | no |  |  |  | Excess(+) | 1 | Full Conversion | INR | [40 empty] | #VALUE! | #VALUE! | #VALUE!
1.67 | 9.101.1 : Providing and fixing aluminium hanging floor door stopper, ISI marked, anodised (anodic coating not less than grade AC 10 as per IS: 1868) transparent or dyed to required colour and shade, with necessary screws etc. complete.Single rubber stopper |  | 75 | no |  |  |  | Excess(+) | 1 | Full Conversion | INR | [40 empty] | #VALUE! | #VALUE! | #VALUE!
1.68 | 9.121 : Providing and fixing Fiber Glass Reinforced plastic (FRP) Door Frames of cross- section 90 mm x 45 mm having single rebate of 32 mm x 15 mm to receive shutter of 30 mm thickness. The laminated shall be moulded with fire resistant grade unsaturated polyester resin and chopped mat. Door frame laminate shall be 2 mm thick and shall be filled with suitable wooden block in all the three legs. The frame shall be covered with fiber glass from all sides. M.S. stay shall be provided at the bottom to steady the frame. |  | 255 | metre |  |  |  | Excess(+) | 1 | Full Conversion | INR | [40 empty] | #VALUE! | #VALUE! | #VALUE!
1.69 | 9.122.1 : Providing and fixing to existing door frames.30 mm thick Glas Fibre Reinforced Plastic (FRP) panelled door shutter of required colour and approved brand and manufacture, made with fire - retardant grade unsaturated polyester resin, moulded to 3 mm thick FRP laminate for forming hollow rails and styles, with wooden frame and suitable blocks of seasoned wood inside at required places for fixing of fittings, cast monolithically with 5 mm thick FRP laminate for panels conforming to IS : 14856, including fixing to frames. |  | 77.745 | sqm |  |  |  | Excess(+) | 1 | Full Conversion | INR | [40 empty] | #VALUE! | #VALUE! | #VALUE!
2 | PLUMBING WORKS | [7 empty] | 1
2.01 | 17.3.1 : Providing and fixing white vitreous china pedestal type water closet (European type) with seat and lid, 10 litre low level white vitreous china flushing cistern & C.P. flush bend with fittings & C.I. brackets, 40 mm flush bend, overflow arrangement with specials of standard make and mosquito proof coupling of approved municipal design complete, including painting of fittings and brackets, cutting and making good the walls and floors wherever required :W.C. pan with ISI marked white solid plastic seat and lid |  | 35 | each |  |  |  | Excess(+) | 1 | Full Conversion | INR | [40 empty] | #VALUE! | #VALUE! | #VALUE!
2.02 | 17.78 : Providing and fixing white vitreous china extended wall mounting water closet of size 780x370x690 mm of approved shape including providing & fixing white vitreous china cistern with dual flush fitting, of flushing capacity 3 litre/6 litre (adjustable to 4 litre /8 litres), including seat cover, and cistern fittings, nuts bolts and gasket etc complete. |  | 3 | each |  |  |  | Excess(+) | 1 | Full Conversion | INR | [40 empty] | #VALUE! | #VALUE! | #VALUE!
2.03 | od247073/2024_2025 : Providing and fixing L-shaped stationary stainless steel grab bar of standard length&lt;br&gt;and approved make as per the direction of Engineer in charge for providing in toilets and urinals for using&lt;br&gt;the persons with disabilities including cost of materials, fixing charges etc complete |  | 9 | each |  |  |  | Excess(+) | 1 | Full Conversion | INR | [40 empty] | #VALUE! | #VALUE! | #VALUE!
2.04 | od247074/2024_2025 : Providing and fixing U-shaped moveable stainless steel grab bar of standard length&lt;br&gt;and approved make as per the direction of Engineer in charge for providing in toilets and urinals for using the persons with disabilities including cost of materials, fixing charges etc complete |  | 6 | each |  |  |  | Excess(+) | 1 | Full Conversion | INR | [40 empty] | #VALUE! | #VALUE! | #VALUE!
2.05 | od247075/2024_2025 : Providing and fixing special type chest support stainless steel grab bar for urinals in&lt;br&gt;which the front bar have 100mm long for chest support and side U shaped bars of length 600mm is provided&lt;br&gt;for user to hold on while standing etc including cost of materials and conveyance etc complete. |  | 6 | each |  |  |  | Excess(+) | 1 | Full Conversion | INR | [40 empty] | #VALUE! | #VALUE! | #VALUE!
2.06 | 17.7.4 : Providing and fixing wash basin with C.I. brackets, 15 mm C.P. brass pillar taps, 32 mm C.P. brass waste of standard pattern, including painting of fittings and brackets, cutting and making good the walls wherever require:White Vitreous China Flat back wash basin size 550x400mm with single 15 mm C.P.brass pillar taps |  | 33 | each |  |  |  | Excess(+) | 1 | Full Conversion | INR | [40 empty] | #VALUE! | #VALUE! | #VALUE!
2.07 | 17.5.2 : Providing and fixing white vitreous china flat back half stall urinal of size 580x380x350 mm with white PVC automatic flushing cistern, with fittings, standard size C.P. brass flush pipe, spreaders with unions and clamps (all in C.P. brass) with waste fitting as per IS : 2556, C.I. trap with outlet grating and other couplings in C.P. brass, including painting of fittings and cutting and making good the walls and floors wherever required:Range of two half stall urinals with 5 litre PVC. automatic flushing cistern |  | 6 | each |  |  |  | Excess(+) | 1 | Full Conversion | INR | [40 empty] | #VALUE! | #VALUE! | #VALUE!
2.08 | 17.7.11 : Providing and fixing wash basin with C.I. brackets, 15 mm C.P. brass pillar taps, 32 mm C.P. brass waste of standard pattern, including painting of fittings and brackets, cutting and making good the walls wherever require:Stainless Steel AISI - 304 (18/8) Wash basin 530 x 345 mm with single 15mm C.P. brass pillar tap |  | 1 | each |  |  |  | Excess(+) | 1 | Full Conversion | INR | [40 empty] | #VALUE! | #VALUE! | #VALUE!
2.09 | 17.71 : Providing and fixing PTMT liquid soap container 109 mm wide, 125 mm high and 112 mm distance from wall of standard shape with bracket of the same materials with snap fittings of approved quality and colour, weighing not less than 105 gms |  | 35 | each |  |  |  | Excess(+) | 1 | Full Conversion | INR | [40 empty] | #VALUE! | #VALUE! | #VALUE!
2.1 | 17.73.2 : Providing and fixing PTMT towel rail complete with brackets fixed to wooden cleats with CP brass screws with concealed fitting arrangement of approved quality and colour600 mm long towel rail with total length of 645 mm, width 78 mm and effective height of 88 mm, weighting not less than 190 gms |  | 35 | no |  |  |  | Excess(+) | 1 | Full Conversion | INR | [40 empty] | #VALUE! | #VALUE! | #VALUE!
2.11 | 18.7.2 : Providing and fixing Chlorinated Polyvinyl Chloride (CPVC) pipes, having thermal stability for hot & cold water supply, including all CPVC plain & brass threaded fittings including fixing the pipe with clamps at 1.00 m spacing. This includes jointing of pipes & fittings with one step CPVC solvent cement and testing of joints complete as per direction of Engineer -in-Charge. Internal work - Exposed on wall20 mm nominal outer dia pipes |  | 60 | metre |  |  |  | Excess(+) | 1 | Full Conversion | INR | [40 empty] | #VALUE! | #VALUE! | #VALUE!
2.12 | 18.7.3 : Providing and fixing Chlorinated Polyvinyl Chloride (CPVC) pipes, having thermal stability for hot & cold water supply, including all CPVC plain & brass threaded fittings including fixing the pipe with clamps at 1.00 m spacing. This includes jointing of pipes & fittings with one step CPVC solvent cement and testing of joints complete as per direction of Engineer -in-Charge. Internal work - Exposed on wall25 mm nominal outer dia pipes |  | 90 | metre |  |  |  | Excess(+) | 1 | Full Conversion | INR | [40 empty] | #VALUE! | #VALUE! | #VALUE!
2.13 | 18.7.4 : Providing and fixing Chlorinated Polyvinyl Chloride (CPVC) pipes, having thermal stability for hot & cold water supply, including all CPVC plain & brass threaded fittings including fixing the pipe with clamps at 1.00 m spacing. This includes jointing of pipes & fittings with one step CPVC solvent cement and testing of joints complete as per direction of Engineer -in-Charge. Internal work - Exposed on wall32 mm nominal outer dia pipes |  | 120 | metre |  |  |  | Excess(+) | 1 | Full Conversion | INR | [40 empty] | #VALUE! | #VALUE! | #VALUE!
2.14 | 18.7.5 : Providing and fixing Chlorinated Polyvinyl Chloride (CPVC) pipes, having thermal stability for hot & cold water supply, including all CPVC plain & brass threaded fittings including fixing the pipe with clamps at 1.00 m spacing. This includes jointing of pipes & fittings with one step CPVC solvent cement and testing of joints complete as per direction of Engineer -in-Charge. Internal work - Exposed on wall40 mm nominal outer dia pipes |  | 100 | metre |  |  |  | Excess(+) | 1 | Full Conversion | INR | [40 empty] | #VALUE! | #VALUE! | #VALUE!
2.15 | 18.8.2 : Providing and fixing Chlorinated Polyvinyl Chloride (CPVC) pipes, having thermal stability for hot & cold water supply, including all CPVC plain & brass threaded fittings i/c fixing the pipe with clamps at 1.00 m spacing. This includes jointing of pipes& fittings, with one step CPVC solvent cement and the cost of cutting chases and making good the same including testing of joints complete as per direction of Engineer-in-Charge. Concealed work, including cutting chases and making good the wall etc.20 mm nominal outer dia pipes |  | 252 | metre |  |  |  | Excess(+) | 1 | Full Conversion | INR | [40 empty] | #VALUE! | #VALUE! | #VALUE!
2.16 | 18.8.3 : Providing and fixing Chlorinated Polyvinyl Chloride (CPVC) pipes, having thermal stability for hot & cold water supply, including all CPVC plain & brass threaded fittings i/c fixing the pipe with clamps at 1.00 m spacing. This includes jointing of pipes& fittings, with one step CPVC solvent cement and the cost of cutting chases and making good the same including testing of joints complete as per direction of Engineer-in-Charge. Concealed work, including cutting chases and making good the wall etc.25 mm nominal outer dia pipes |  | 135 | metre |  |  |  | Excess(+) | 1 | Full Conversion | INR | [40 empty] | #VALUE! | #VALUE! | #VALUE!
2.17 | 18.8.4 : Providing and fixing Chlorinated Polyvinyl Chloride (CPVC) pipes, having thermal stability for hot & cold water supply, including all CPVC plain & brass threaded fittings i/c fixing the pipe with clamps at 1.00 m spacing. This includes jointing of pipes& fittings, with one step CPVC solvent cement and the cost of cutting chases and making good the same including testing of joints complete as per direction of Engineer-in-Charge. Concealed work, including cutting chases and making good the wall etc.32 mm nominal outer dia pipes |  | 80 | metre |  |  |  | Excess(+) | 1 | Full Conversion | INR | [40 empty] | #VALUE! | #VALUE! | #VALUE!
2.18 | 18.9.4 : Providing and fixing Chlorinated Polyvinyl Chloride (CPVC) pipes, having thermal stability for hot & cold water supply including all CPVC plain & brass threaded fittings. This includes jointing of pipes & fittings with one step CPVC solvent cement, trenching , refilling & testing of joints complete as per direction of Engineer- in-Charge. External work32 mm nominal outer dia pipes |  | 60 | metre |  |  |  | Excess(+) | 1 | Full Conversion | INR | [40 empty] | #VALUE! | #VALUE! | #VALUE!
2.19 | 18.9.5 : Providing and fixing Chlorinated Polyvinyl Chloride (CPVC) pipes, having thermal stability for hot & cold water supply including all CPVC plain & brass threaded fittings. This includes jointing of pipes & fittings with one step CPVC solvent cement, trenching , refilling & testing of joints complete as per direction of Engineer- in-Charge. External work40 mm nominal outer dia pipes |  | 100 | metre |  |  |  | Excess(+) | 1 | Full Conversion | INR | [40 empty] | #VALUE! | #VALUE! | #VALUE!
2.2 | 18.9.6 : Providing and fixing Chlorinated Polyvinyl Chloride (CPVC) pipes, having thermal stability for hot & cold water supply including all CPVC plain & brass threaded fittings. This includes jointing of pipes & fittings with one step CPVC solvent cement, trenching , refilling & testing of joints complete as per direction of Engineer- in-Charge. External work50 mm nominal outer dia pipes |  | 100 | metre |  |  |  | Excess(+) | 1 | Full Conversion | INR | [40 empty] | #VALUE! | #VALUE! | #VALUE!
2.21 | 18.17.1 : Providing and fixing gun metal gate valve with C.I. wheel of approved quality (screwed end) :25 mm nominal bore |  | 8 | each |  |  |  | Excess(+) | 1 | Full Conversion | INR | [40 empty] | #VALUE! | #VALUE! | #VALUE!
2.22 | 18.17.2 : Providing and fixing gun metal gate valve with C.I. wheel of approved quality (screwed end) :32 mm nominal bore |  | 3 | each |  |  |  | Excess(+) | 1 | Full Conversion | INR | [40 empty] | #VALUE! | #VALUE! | #VALUE!
2.23 | 18.17.3 : Providing and fixing gun metal gate valve with C.I. wheel of approved quality (screwed end) :40 mm nominal bore |  | 1 | each |  |  |  | Excess(+) | 1 | Full Conversion | INR | [40 empty] | #VALUE! | #VALUE! | #VALUE!
2.24 | 18.17.4 : Providing and fixing gun metal gate valve with C.I. wheel of approved quality (screwed end) :50 mm nominal bore |  | 5 | each |  |  |  | Excess(+) | 1 | Full Conversion | INR | [40 empty] | #VALUE! | #VALUE! | #VALUE!
2.25 | 18.17.1A : Providing and fixing gun metal gate valve with C.I. wheel of approved quality (screwed end) :20 mm nominal bore |  | 2 | no |  |  |  | Excess(+) | 1 | Full Conversion | INR | [40 empty] | #VALUE! | #VALUE! | #VALUE!
2.26 | 18.50.1 : Providing and fixing C.P brass long nose bib cock of approved quality conforming to IS standards and weighing not less than 810 gms.15 mm nominal bore |  | 39 | each |  |  |  | Excess(+) | 1 | Full Conversion | INR | [40 empty] | #VALUE! | #VALUE! | #VALUE!
2.27 | 18.52.1 : Providing and fixing C.P brass stop cock ( concealed) of standard design and of approved make conforming to IS: 893115 mm nominal bore |  | 100 | each |  |  |  | Excess(+) | 1 | Full Conversion | INR | [40 empty] | #VALUE! | #VALUE! | #VALUE!
2.28 | 18.53.1 : Providing and fixing C.P. brass angle valve for basin mixer and geyser points of approved quality conforming to IS: 893115 mm nominal bore |  | 150 | each |  |  |  | Excess(+) | 1 | Full Conversion | INR | [40 empty] | #VALUE! | #VALUE! | #VALUE!
2.29 | 50.17.1.1 : Supplying and fixing Stainless steel soap dish including cost of materials and labour charges etc complete as per the direction of site Engineer-in-charge. |  | 29 | no |  |  |  | Excess(+) | 1 | Full Conversion | INR | [40 empty] | #VALUE! | #VALUE! | #VALUE!
2.3 | 50.17.1.5 : Supplying and fixing CP Health Faucet superior quality ( Jagur or equvalent make ) including cost of materials and labour charges etc complete as per the direction of site Engineer-in-charge. |  | 33 | no |  |  |  | Excess(+) | 1 | Full Conversion | INR | [40 empty] | #VALUE! | #VALUE! | #VALUE!
2.31 | 50.18.8.4.2 : Providing and fixing PVC pipes, fittings including fixing the pipe with clamps at 1.00 m spacing. This includes jointing of pipes & fittings with one step PVC solvent cement and testing of joints complete as per direction of Engineer-in-Charge. Concealed work, including cutting chases and making good the wall etc. 32 mm pipe 6Kgf/cm2 |  | 30 | metre |  |  |  | Excess(+) | 1 | Full Conversion | INR | [40 empty] | #VALUE! | #VALUE! | #VALUE!
2.32 | 50.18.8.8.1 : Providing and fixing PVC pipes, fittings including fixing the pipe with clamps at 1.00 m spacing. This includes jointing of pipes with one step PVC solvent cement and testing of joints complete as per direction of Engineer-in-Charge. Concealed work, including cutting chases and making good the wall etc. 75 mm pipe 6 Kgf/cm2 |  | 15 | metre |  |  |  | Excess(+) | 1 | Full Conversion | INR | [40 empty] | #VALUE! | #VALUE! | #VALUE!
2.33 | 50.18.8.9.1 : Providing and fixing PVC pipes, fittings including fixing the pipe with clamps at 1.00 m spacing. This includes jointing of pipes with one step PVC solvent cement and testing of joints complete as per direction of Engineer-in-Charge. Concealed work, including cutting chased and making good the wall etc. 110 mm pipe 6kgf/cm2 |  | 25 | metre |  |  |  | Excess(+) | 1 | Full Conversion | INR | [40 empty] | #VALUE! | #VALUE! | #VALUE!
2.34 | 50.18.9.9.1 : Providing and fixing PVC pipes includings jointing of pipes with one step PVC solvent cement, trenching, refilling & testing of Joints complete as per direction of engineer in charge.110 mm dia 6Kgf/cm2 |  | 200 | metre |  |  |  | Excess(+) | 1 | Full Conversion | INR | [40 empty] | #VALUE! | #VALUE! | #VALUE!
2.35 | 50.18.9.10.1 : Providing and fixing PVC pipes includings jointing of pipes with one step pvc solvent cement, trenching , refilling & testing of joints complete as per direction of Engineer in Charge. 150 mm dia 6 Kgf/cm2 |  | 80 | metre |  |  |  | Excess(+) | 1 | Full Conversion | INR | [40 empty] | #VALUE! | #VALUE! | #VALUE!
2.36 | 50.18.9.16.1 : Providing and fixing PVC pipes, fittings including fixing the pipe with clamps at 1.00 m spacing. This includes jointing of pipes & fittings with one step PVC solvent cement and testing of joints complete as per direction of Engineer-in-Charge 50 mm dia 10Kgf/cm2 - External work - Exposed on wall |  | 10 | metre |  |  |  | Excess(+) | 1 | Full Conversion | INR | [40 empty] | #VALUE! | #VALUE! | #VALUE!
2.37 | 50.18.9.18.1 : Providing and fixing PVC pipes including fixing the pipe with clamps/clips at 1.00 m spacing. This included jointing of pipes with one step PVC solvent cement and testing of joints complete as per direction of Engineer-in-Charge 75 mm dia 6Kgf/cm2 - External work- Exposed on wall |  | 40 | metre |  |  |  | Excess(+) | 1 | Full Conversion | INR | [40 empty] | #VALUE! | #VALUE! | #VALUE!
2.38 | 50.18.9.19.1 : Providing and fixing PVC pipes including fixing the pipe with clamps/ clips/ at 1.00 m spacing . This includes jointing of pipes with one step PVC solvent cement and testing of joints complete as per direction of Engineer-in-Charge 110 mm dia 6 Kgf/cm2 - External work- Exposed on wall |  | 80 | metre |  |  |  | Excess(+) | 1 | Full Conversion | INR | [40 empty] | #VALUE! | #VALUE! | #VALUE!
2.39 | 19.4.1.1 : Providing and fixing square-mouth S.W. gully trap class SP -1 complete with C.I. grating brick masonry chamber with water tight C.I. cover with frame of 300x300 mm size (inside) the weight of cover to be not less than 4.50 kg and frame to be not less than 2.70 kg as per standard design:100x100 mm size P typeWith common burnt clay F.P.S. (non modular) bricks of class designation 7.5 |  | 10 | each |  |  |  | Excess(+) | 1 | Full Conversion | INR | [40 empty] | #VALUE! | #VALUE! | #VALUE!
2.4 | 19.7.1.1 : Constructing brick masonry manhole in cement mortar 1:4 ( 1 cement : 4 coarse sand) with R.C.C. top with 1:2:4 mix (1 cement : 2 coarse sand : 4 graded stone aggregate 20 mm nominal size), foundation concrete 1:4:8 mix ( 1 cement : 4 coarse sand : 8 graded stone aggregate 40 mm nominal size,) inside plastering 12 mm thick with cement mortar 1:3 ( 1 cement : 3 coarse sand) finished with floating coat of neat cement and making channels in cement concrete 1:2:4 ( 1 cement : 2 coarse sand : 4 graded stone aggregate 20 mm nominal size ) finished with a floating coat of neat cement complete as per standard design:Inside size 90x80 cm and 45 cm deep including C.I. cover with frame (light duty) 455x610 mm internal dimensions, total weight of cover and frame to be not less than 38 kg (weigh of cover 23 kg and weight of frame 15 kg):With common burnt clay F.P.S. (non modular) bricks of class designation 7.5 |  | 8 | each |  |  |  | Excess(+) | 1 | Full Conversion | INR | [40 empty] | #VALUE! | #VALUE! | #VALUE!
2.41 | 19.7.2.1 : Constructing brick masonry manhole in cement mortar 1:4 ( 1 cement : 4 coarse sand) with R.C.C. top with 1:2:4 mix (1 cement : 2 coarse sand : 4 graded stone aggregate 20 mm nominal size), foundation concrete 1:4:8 mix ( 1 cement : 4 coarse sand : 8 graded stone aggregate 40 mm nominal size,) inside plastering 12 mm thick with cement mortar 1:3 ( 1 cement : 3 coarse sand) finished with floating coat of neat cement and making channels in cement concrete 1:2:4 ( 1 cement : 2 coarse sand : 4 graded stone aggregate 20 mm nominal size ) finished with a floating coat of neat cement complete as per standard design:Inside size 120x90 cm and 90 cm deep including C.I. cover with frame ( medium duty ) 500 mm internal diameter, total weight of cover and frame to be not less than 116 kg ( weight of cover 58 kg and weight of frame 58 kg):With common burnt clay F.P.S ( non modular) bricks of class designation 7.5 |  | 4 | each |  |  |  | Excess(+) | 1 | Full Conversion | INR | [40 empty] | #VALUE! | #VALUE! | #VALUE!
2.42 | 19.8.1.1 : Extra for depth for manholesSize 90x80 cmWith common burnt clay F.P.S. ( non modular ) bricks of class designation 7.5 |  | 5 | metre |  |  |  | Excess(+) | 1 | Full Conversion | INR | [40 empty] | #VALUE! | #VALUE! | #VALUE!
2.43 | 19.8.2.1 : Extra for depth for manholesSize 120x90 cmWith common burnt clay F.P.S. ( non modular ) bricks of class designation 7.5 |  | 2 | metre |  |  |  | Excess(+) | 1 | Full Conversion | INR | [40 empty] | #VALUE! | #VALUE! | #VALUE!
2.44 | 2.10.1.1 : Excavating trenches of required width for pipes, cables, etc including excavation for sockets, and dressing of sides, ramming of bottoms, depth up to 1.5 m, including getting out the excavated soil. and then returning the soil as required, in layers not exceeding 20 cm in depth, including consolidating each deposited layer by ramming, watering, etc. and disposing of surplus excavated soil as directed, within a lead of 50 m:All kinds of soilPipes, cables etc, not exceeding 80 mm dia |  | 100 | metre |  |  |  | Excess(+) | 1 | Full Conversion | INR | [40 empty] | #VALUE! | #VALUE! | #VALUE!
2.45 | 2.10.1.2 : Excavating trenches of required width for pipes, cables, etc including excavation for sockets, and dressing of sides, ramming of bottoms, depth up to 1.5 m, including getting out the excavated soil. and then returning the soil as required, in layers not exceeding 20 cm in depth, including consolidating each deposited layer by ramming, watering, etc. and disposing of surplus excavated soil as directed, within a lead of 50 m:Pipes, cables etc. exceeding 80 mm dia but not exceeding 300 mm dia |  | 100 | metre |  |  |  | Excess(+) | 1 | Full Conversion | INR | [40 empty] | #VALUE! | #VALUE! | #VALUE!
2.46 | 19.32.1 : Making soak pit 2.5 m diameter 3.0 metre deep with 45 x 45 cm dry brick honey comb shaft with bricks and S.W. drain pipe 100 mm diameter, 1.8 m long complete as per standard design.With common burnt clay F.P.S. (non modular) bricks of class designation 7.5 |  | 1 | each |  |  |  | Excess(+) | 1 | Full Conversion | INR | [40 empty] | #VALUE! | #VALUE! | #VALUE!
2.47 | 19.33 : Constructing soak pit 1.20x1.20 m filled with brickbats including S.W. drain pipe 100 mm diameter and 1.20 m long complete as per standard design. |  | 1 | each |  |  |  | Excess(+) | 1 | Full Conversion | INR | [40 empty] | #VALUE! | #VALUE! | #VALUE!
2.48 | 18.48 : Providing and placing on terrace (at all floor levels) polyethylene water storage tank :ISI 12701 marked, with cover and suitable locking arrangement and making necessary holes for inlet, outlet and overflow pipes but without fittings and the base support for tank. |  | 5000 | Litre |  |  |  | Excess(+) | 1 | Full Conversion | INR | [40 empty] | #VALUE! | #VALUE! | #VALUE!
3 | Electrification | BI01010001010000000000000515BI0100001114 | [6 empty] | 1 | [45 empty] | 1.01 | Supplying, Conveying and fixing spls. Including eart | item1 | 123.223 | Nos
3.01 | 1.10.3 : Wiring for light point/ fan point/ exhaust fan point/ call bell point with 1.5 sq.mm FRLS PVC insulated copper conductor single core cable in surface / recessed medium class PVC conduit, with modular switch, modular plate, suitable GI box and earthing the point with 1.5 sq.mm. FRLS PVC insulated copper conductor single core cable etc as required.Group C |  | 923 | point |  |  |  | Excess(+) | 1 | Full Conversion | INR | [40 empty] | #VALUE! | #VALUE! | #VALUE! | 1.02 | Construction of chamber for 100mm sluice plates | item2 | 213 | Nos
3.02 | od216870/2024_2025 : Wiring combined plug point together with the light point/ fan point/ exhaust fan point/ call bell point including 6 A 5 pin modular socket controlled by 6A one way modular switch in the existing switch board and giving connection to the phase,neutral and earth terminal with 1.5 sq.mm. FRLS PVC insulated copper conductor single core cable ( Green wire for earthing) etc as required. |  | 69 | point |  |  |  | Excess(+) | 1 | Full Conversion | INR | [40 empty] | #VALUE! | #VALUE! | #VALUE! | 2 | Construction of chamber for 100mm sluices valve | item3 | 10 | Nos
3.03 | 90.3.19.3 : Supply conveyance, installation, testing and commissioning the light fittings of following types made from CRCA sheet 0.5mm thickness with all accessories and lamps directly on wall and giving connections with 16/0.20 mm 3 core PVC insulated and sheathed round copper conductor flex wire or extending the original wiring and giving connections as required |  | 308 | each |  |  |  | Excess(+) | 1 | Full Conversion | INR | [40 empty] | #VALUE! | #VALUE! | #VALUE!
3.04 | 1.58 : Supplying and fixing PVC batten/ angle holder including connection etc. as required. |  | 182 | each |  |  |  | Excess(+) | 1 | Full Conversion | INR | [40 empty] | #VALUE! | #VALUE! | #VALUE!
3.05 | od216871/2024_2025 : Supply ,installation,testing and commissioning of 700lm pressure die cast housing Bulk head with IP65 protection &amp; IK 08 having efficacy not less than 105lm/W and giving connection with 3 core flex wire as required.&lt;br&gt;&lt;br&gt; |  | 71 | each |  |  |  | Excess(+) | 1 | Full Conversion | INR | [40 empty] | #VALUE! | #VALUE! | #VALUE!
3.06 | od216872/2024_2025 : Supply and Installing B22 type 9W LED Bulb of 100 lumen/watt with PF 0.95. |  | 253 | each |  |  |  | Excess(+) | 1 | Full Conversion | INR | [40 empty] | #VALUE! | #VALUE! | #VALUE!
3.07 | od216873/2024_2025 : Supply, Conveyance, installation, testing and commissioning of surface/ recess mounting down light fittings of following type directly on ceiling including giving connections with required length of 16/0.20 mm 3 core round copper conductor flex wire conforming to relevant ISS or with the extended original wiring, making good the damages, colour washing etc. as required. (Philips make 250CLED 12S- 6500PSUWH round Light or equivalent) |  | 20 | each |  |  |  | Excess(+) | 1 | Full Conversion | INR | [40 empty] | #VALUE! | #VALUE! | #VALUE!
3.08 | od216874/2024_2025 : Supply conveyance, installation, testing and commissioning the 17 W LED Mirror light fittings directly fixed on wall and giving connections with 16/0.20 mm 3 core PVC insulated and sheathed round copper conductor flex wire or extending the original wiring and giving connections as required (Philips Ultron 17- Watt Wall Light (Cool White, Round, Metal) or its equivalent make. |  | 6 | each |  |  |  | Excess(+) | 1 | Full Conversion | INR | [40 empty] | #VALUE! | #VALUE! | #VALUE!
3.09 | 90.3.18.2 : Supply, fabrication, conveyance and fixing the following sizes of B class GI pipe bent to shape / cut and welded to shape and fixing the same to wall / parapet using clamps as noted along with each size, painting with 2 coats of synthetic enamel paint over a coat of zinc chromate primer, making good the damages, colour washing etc as required. |  | 18 | metre |  |  |  | Excess(+) | 1 | Full Conversion | INR | [40 empty] | #VALUE! | #VALUE! | #VALUE!
3.1 | 90.15.4.2 : Supply Conveyance, installation, testing and commissioning of 36/40W LED street light output greater than 105lumen/W 4000-6000 K with IP 66 protection LED Chip make Cree/Lumilled/Nichea with power factor greater than 0.95 at full load, internal surge protection up to 8 KV,and Aluminium pressure die-cast Powder coated housing,acrylic cover complete with THD less than 10%, power factor greater than 0.98, RoHS compliant, duly wired up for use on 230 V AC supply. Driver compartment should be seperatly accessible for maintenance (LM 79&80 certificates from NABL accredited Third party lab to be produced mentioning chip manufacturer) |  | 12 | each |  |  |  | Excess(+) | 1 | Full Conversion | INR | [40 empty] | #VALUE! | #VALUE! | #VALUE!
3.11 | 90.4.1 : Supply and installation of suitable size MS rod type fan clamp in the RCC slab as per IS 732 as required. |  | 278 | each |  |  |  | Excess(+) | 1 | Full Conversion | INR | [40 empty] | #VALUE! | #VALUE! | #VALUE!
3.12 | 1.25 : Supplying and fixing two module stepped type electronic fan regulator on the existing modular plate switch box including connections but excluding modular plate etc. as required. |  | 278 | each |  |  |  | Excess(+) | 1 | Full Conversion | INR | [40 empty] | #VALUE! | #VALUE! | #VALUE!
3.13 | od216875/2024_2025 : Supply, Installation, Testing and Commissioning of 1200 mm sweep, BEE 5 star rated, ceiling fan with Brush Less Direct Current (BLDC) Motor, class of insulation: B, 3 nos. blades, 30 cm long down rod, 2 nos. canopies, shackle kit, safety rope, copper winding, Power Factor not less than 0.9, Service Value (CMM/W) minimum 6.85, Air delivery minimum 215 CMM, 350 RPM (tolerance as per IS : 374- 2019), THD less than 10%, remote or electronic regulator unit for speed control and all remaining accessories including safety pin, nut bolts, washers, temperature rise=75 degree C (max.), insulation resistance more than 2 mega ohm, suitable for 230 V, 50 Hz, single phase AC Supply, earthing etc. complete as required. |  | 278 | each |  |  |  | Excess(+) | 1 | Full Conversion | INR | [40 empty] | #VALUE! | #VALUE! | #VALUE!
3.14 | 90.4.8 : Charges for cutting holes suitable for accommodating exhaust fans up to 305mm sweep including plastering colour washing etc. as required. |  | 36 | each |  |  |  | Excess(+) | 1 | Full Conversion | INR | [40 empty] | #VALUE! | #VALUE! | #VALUE!
3.15 | 90.4.9 : Charges for cutting holes suitable for accommodating exhaust fans above 305mm sweep and up to 450mm sweep including plastering colour washing etc. as required. |  | 4 | each |  |  |  | Excess(+) | 1 | Full Conversion | INR | [40 empty] | #VALUE! | #VALUE! | #VALUE!
3.16 | od216876/2024_2025 : Supply, conveyance, installation , testing and commissioning of 300/305 mm sweep Light Duty Exhaust fan in metal frame working on 230 V A/C in the existing opening, fixing necessary anchor bolts / bolt and nuts etc., as required including giving connections with the supplied wire along with the&nbsp;exhaust&nbsp;fan. |  | 36 | each |  |  |  | Excess(+) | 1 | Full Conversion | INR | [40 empty] | #VALUE! | #VALUE! | #VALUE!
3.17 | od216877/2024_2025 : Supply, conveyance, installation , testing and commissioning of 380 mm sweep 900 rpm Heavy Duty Exhaust fan in metal frame working on 230 V A/C in the existing opening, fixing necessary anchor bolts / bolt and nuts etc., as required including giving connections with the supplied wire along with the exhaust fan. |  | 4 | each |  |  |  | Excess(+) | 1 | Full Conversion | INR | [40 empty] | #VALUE! | #VALUE! | #VALUE!
3.18 | 90.5.1.3 : Supply and fixing the following types of superior quality 250V A.C call bell on existing M.S. box and giving connections with required length of 3 core, 16 / 0.20mm 650/1100V grade PVC insulated and PVC sheathed round copper conductor flex wire conforming to relevant ISS or with the extended original wiring, earthing the MS box and making good the surface as required. |  | 3 | each |  |  |  | Excess(+) | 1 | Full Conversion | INR | [40 empty] | #VALUE! | #VALUE! | #VALUE!
3.19 | od229987/2024_2025 : Supply and installation of water dispenser with UV purifier and 3 faucets for cold, normal and hot water dispensing options ,dispensing capacity- 75 Ltr per Hour. Normal water storage capacity is 14 Ltr, cold water capacity 14 liters, hot water capacity is 3 liters, Anti bacterial spun and active carbon block filtration method, cooling temperature range 16 degree C - 22 degree C, hot water temperature is 50 C-75C, PUF insulation in stainless steel body SS304 grade 0.80 mm thickness all tanks are manufactured with food grade SS only ,best quality installed at site including flexible connection pipe etc.as per direction from dept. officials. ( make Agua clan Model AGHYDRAUV+75 NHC-304/equivalent make with similar properties.)&lt;br&gt;&lt;br&gt; |  | 3 | each |  |  |  | Excess(+) | 1 | Full Conversion | INR | [40 empty] | #VALUE! | #VALUE! | #VALUE!
3.2 | 1.27.1 : Supplying and fixing following size/ modules, GI box alongwith modular base & cover plate for modular switches in recess etc as required.1 or 2 Module (75mmX75mm) |  | 60 | each |  |  |  | Excess(+) | 1 | Full Conversion | INR | [40 empty] | #VALUE! | #VALUE! | #VALUE!
3.21 | 1.27.2 : Supplying and fixing following size/ modules, GI box alongwith modular base & cover plate for modular switches in recess etc as required.3 Module (100mmX75mm) |  | 43 | each |  |  |  | Excess(+) | 1 | Full Conversion | INR | [40 empty] | #VALUE! | #VALUE! | #VALUE!
3.22 | 1.27.4 : Supplying and fixing following size/ modules, GI box alongwith modular base & cover plate for modular switches in recess etc as required.6 Module (200mmX75mm) |  | 196 | each |  |  |  | Excess(+) | 1 | Full Conversion | INR | [40 empty] | #VALUE! | #VALUE! | #VALUE!
3.23 | 1.24.1 : Supplying and fixing following modular switch/ socket on the existing modular plate & switch box including connections but excluding modular plate etc. as required.5/6 amps switch |  | 400 | each |  |  |  | Excess(+) | 1 | Full Conversion | INR | [40 empty] | #VALUE! | #VALUE! | #VALUE!
3.24 | 1.24.3 : Supplying and fixing following modular switch/ socket on the existing modular plate & switch box including connections but excluding modular plate etc. as required.15/16 amp switch |  | 43 | each |  |  |  | Excess(+) | 1 | Full Conversion | INR | [40 empty] | #VALUE! | #VALUE! | #VALUE!
3.25 | 1.24.4 : Supplying and fixing following modular switch/ socket on the existing modular plate & switch box including connections but excluding modular plate etc. as required.3 pin 5/6 amp socket outlet |  | 400 | each |  |  |  | Excess(+) | 1 | Full Conversion | INR | [40 empty] | #VALUE! | #VALUE! | #VALUE!
3.26 | 1.24.5 : Supplying and fixing following modular switch/ socket on the existing modular plate & switch box including connections but excluding modular plate etc. as required.6 pin 15/16 amp socket outlet |  | 43 | each |  |  |  | Excess(+) | 1 | Full Conversion | INR | [40 empty] | #VALUE! | #VALUE! | #VALUE!
3.27 | 1.21.1 : Supplying and fixing of following sizes of medium class PVC conduit along with accessories in surface/ recess including cutting the wall and making good the same in case of recessed conduit as required.20 mm |  | 3500 | metre |  |  |  | Excess(+) | 1 | Full Conversion | INR | [40 empty] | #VALUE! | #VALUE! | #VALUE!
3.28 | 1.21.2 : Supplying and fixing of following sizes of medium class PVC conduit along with accessories in surface/ recess including cutting the wall and making good the same in case of recessed conduit as required.25 mm |  | 1500 | metre |  |  |  | Excess(+) | 1 | Full Conversion | INR | [40 empty] | #VALUE! | #VALUE! | #VALUE!
3.29 | 1.21.3 : Supplying and fixing of following sizes of medium class PVC conduit along with accessories in surface/ recess including cutting the wall and making good the same in case of recessed conduit as required.32 mm |  | 300 | metre |  |  |  | Excess(+) | 1 | Full Conversion | INR | [40 empty] | #VALUE! | #VALUE! | #VALUE!
3.3 | 1.17.3 : Supplying and drawing following sizes of FRLS PVC insulated copper conductor, single core cable in the existing surface / recessed steel/ PVC conduit as required.3 X 1.5 sq.mm |  | 2500 | metre |  |  |  | Excess(+) | 1 | Full Conversion | INR | [40 empty] | #VALUE! | #VALUE! | #VALUE!
3.31 | 1.17.12 : Supplying and drawing following sizes of FRLS PVC insulated copper conductor, single core cable in the existing surface / recessed steel/ PVC conduit as required.3 x 2.5 sq. mm |  | 500 | metre |  |  |  | Excess(+) | 1 | Full Conversion | INR | [40 empty] | #VALUE! | #VALUE! | #VALUE!
3.32 | 1.17.15 : Supplying and drawing following sizes of FRLS PVC insulated copper conductor, single core cable in the existing surface / recessed steel/ PVC conduit as required.6 x 2.5 sq. mm |  | 500 | metre |  |  |  | Excess(+) | 1 | Full Conversion | INR | [40 empty] | #VALUE! | #VALUE! | #VALUE!
3.33 | 1.17.21 : Supplying and drawing following sizes of FRLS PVC insulated copper conductor, single core cable in the existing surface / recessed steel/ PVC conduit as required.3 x 4 sq. mm |  | 400 | metre |  |  |  | Excess(+) | 1 | Full Conversion | INR | [40 empty] | #VALUE! | #VALUE! | #VALUE!
3.34 | 1.17.30 : Supplying and drawing following sizes of FRLS PVC insulated copper conductor, single core cable in the existing surface / recessed steel/ PVC conduit as required.3 x 6 sq. mm |  | 600 | metre |  |  |  | Excess(+) | 1 | Full Conversion | INR | [40 empty] | #VALUE! | #VALUE! | #VALUE!
3.35 | 90.6.4.53 : Supply and drawing 650/1100 V grade FRLS PVC insulated stranded single core copper conductor cables conforming to IS 694 part I 1990 in the existing surface / recess conduit as required including giving necessary connections of the following sizes. |  | 50 | metre |  |  |  | Excess(+) | 1 | Full Conversion | INR | [40 empty] | #VALUE! | #VALUE! | #VALUE!
3.36 | 90.6.9.2 : Supplying & Drawing unarmored PVC insulated and & PVC sheathed copper conductor Telephone Pair Cable conforming to ITD specification for indoor application through the existing conduit |  | 300 | metre |  |  |  | Excess(+) | 1 | Full Conversion | INR | [40 empty] | #VALUE! | #VALUE! | #VALUE!
3.37 | 90.6.9.4 : Supplying & Drawing unarmored PVC insulated and & PVC sheathed copper conductor Telephone Pair Cable conforming to ITD specification for indoor application through the existing conduit |  | 150 | metre |  |  |  | Excess(+) | 1 | Full Conversion | INR | [40 empty] | #VALUE! | #VALUE! | #VALUE!
3.38 | 1.53.1 : Supplying and drawn of UTP 4 pair CAT 6 LAN cable in the existing surface/recessed steel/PVC conduit as required1 run of Cable |  | 200 | metre |  |  |  | Excess(+) | 1 | Full Conversion | INR | [40 empty] | #VALUE! | #VALUE! | #VALUE!
3.39 | 1.53.2 : Supplying and drawn of UTP 4 pair CAT 6 LAN cable in the existing surface/recessed steel/PVC conduit as required2 run of Cable |  | 200 | metre |  |  |  | Excess(+) | 1 | Full Conversion | INR | [40 empty] | #VALUE! | #VALUE! | #VALUE!
3.4 | 1.53.3 : Supplying and drawn of UTP 4 pair CAT 6 LAN cable in the existing surface/recessed steel/PVC conduit as required3 run of Cable |  | 100 | metre |  |  |  | Excess(+) | 1 | Full Conversion | INR | [40 empty] | #VALUE! | #VALUE! | #VALUE!
3.41 | 1.24.6 : Supplying and fixing following modular switch/ socket on the existing modular plate & switch box including connections but excluding modular plate etc. as required.Telephone socket outlet |  | 20 | each |  |  |  | Excess(+) | 1 | Full Conversion | INR | [40 empty] | #VALUE! | #VALUE! | #VALUE!
3.42 | od216878/2024_2025 : Supply and providing RJ45 male connector including giving connections as required.&lt;br&gt;&lt;br&gt; |  | 20 | each |  |  |  | Excess(+) | 1 | Full Conversion | INR | [40 empty] | #VALUE! | #VALUE! | #VALUE!
3.43 | od229007/2024_2025 : Supply and Fixing of Instant On Switch 24p Gigabit 4p SFP+ 1930 ,128 Gbps, Ports: 24 Gigabit copper Up-link ports: 4 SFP+ 1/10 GbE ports and giving connections etc as required. |  | 1 | each set |  |  |  | Excess(+) | 1 | Full Conversion | INR | [40 empty] | #VALUE! | #VALUE! | #VALUE!
3.44 | od229008/2024_2025 : Supply and Fixing of Access Point Indoor-WPA3-MPSK-80mhz Bandwidth-WiFi 5 &amp; 6-2x2 MU MIMO- OFDMA-VPN Tunnel-Dual band -IOT Capabilities-Bluetooth 5.0-Zigbee with mounting brackets and giving connections etc as required. |  | 3 | each set |  |  |  | Excess(+) | 1 | Full Conversion | INR | [40 empty] | #VALUE! | #VALUE! | #VALUE!
3.45 | od229009/2024_2025 : Supply and Fixing of POE Injector for Access point and giving connections etc as required. |  | 3 | each set |  |  |  | Excess(+) | 1 | Full Conversion | INR | [40 empty] | #VALUE! | #VALUE! | #VALUE!
3.46 | od229010/2024_2025 : Supply and Fixing of 10G SFP+ Transceiver and giving connections etc as required. |  | 2 | each set |  |  |  | Excess(+) | 1 | Full Conversion | INR | [40 empty] | #VALUE! | #VALUE! | #VALUE!
3.47 | od229011/2024_2025 : Supply and Fixing of Professional All-In-One, Bluetooth Battery-Powered Column PA woofer with Built-In Mixer and DSP - 1500 W and giving connections etc as required. |  | 1 | each set |  |  |  | Excess(+) | 1 | Full Conversion | INR | [40 empty] | #VALUE! | #VALUE! | #VALUE!
3.48 | od229012/2024_2025 : Supply and Fixing of Wireless Handheld Microphone with external Antenna for Live stage, Singers &amp; Presenters. Up to 12 compatible channels and giving connections etc as required. |  | 1 | each set |  |  |  | Excess(+) | 1 | Full Conversion | INR | [40 empty] | #VALUE! | #VALUE! | #VALUE!
3.49 | od229424/2024_2025 : Installation of necessary Net work accessories and required cables for connecting the power to Network rack ACDB in structured way ( IS standards), using necessary , Sockets, Switches on surface/concealed boxes.&lt;br&gt;&lt;br&gt; |  | 7 | set |  |  |  | Excess(+) | 1 | Full Conversion | INR | [40 empty] | #VALUE! | #VALUE! | #VALUE!
3.5 | od229425/2024_2025 : Supply and fixing of UL certified 19 inch 12U Wall Mounting Rack with Front Glass door and lock and all mounting hardware including minimum 2 number of Horizontal Cable organiser suitable for 19 inch Rack,2U standard ,230V 6A Inlet Plug type Indian Round Pin 6 Nos , Power Distribution Unit ,8A Fuse, ,Air circulation module 90CFM. Approved Make: D Link, HCL, Netrack, President, Valrack&lt;br&gt;&lt;br&gt; |  | 1 | each |  |  |  | Excess(+) | 1 | Full Conversion | INR | [40 empty] | #VALUE! | #VALUE! | #VALUE!
3.51 | 90.16.1.1 : Supply and drawing bare earthing conductors of the following sizes along with wiring/ cables and giving connection as required |  | 1200 | metre |  |  |  | Excess(+) | 1 | Full Conversion | INR | [40 empty] | #VALUE! | #VALUE! | #VALUE!
3.52 | 90.16.1.2 : Supply and drawing bare earthing conductors of the following sizes along with wiring/ cables and giving connection as required |  | 500 | metre |  |  |  | Excess(+) | 1 | Full Conversion | INR | [40 empty] | #VALUE! | #VALUE! | #VALUE!
3.53 | 90.16.5.1 : Supply of superior quality copper earth socket for the following size of earth conductor including crimping etc. as required. |  | 50 | each |  |  |  | Excess(+) | 1 | Full Conversion | INR | [40 empty] | #VALUE! | #VALUE! | #VALUE!
3.54 | 90.16.5.2 : Supply of superior quality copper earth socket for the following size of earth conductor including crimping etc. as required. |  | 50 | each |  |  |  | Excess(+) | 1 | Full Conversion | INR | [40 empty] | #VALUE! | #VALUE! | #VALUE!
3.55 | od216879/2024_2025 : Supply and providing the following sizes of bolt and nut with washers on the existing MS box / earth bus etc. as required including drilling necessary holes as required.25 x 6 mm brass bolt &amp; nut |  | 70 | each |  |  |  | Excess(+) | 1 | Full Conversion | INR | [40 empty] | #VALUE! | #VALUE! | #VALUE!
3.56 | 90.11.1.19 : Supply and installation of sheet steel, phosphatised and painted, dust and vermin proof enclosure of MCB DB including copper /brass bus bar, neutral link, earth bus and DIN rail suitable for fixing MCB/ isolator etc. fixed on wall using suitable anchor bolts or fixed in recess including cutting hole on the wall , making good the damages, colour washing etc. as required |  | 3 | each |  |  |  | Excess(+) | 1 | Full Conversion | INR | [40 empty] | #VALUE! | #VALUE! | #VALUE!
3.57 | 90.11.1.18 : Supply and installation of sheet steel, phosphatised and painted, dust and vermin proof enclosure of MCB DB including copper /brass bus bar, neutral link, earth bus and DIN rail suitable for fixing MCB/ isolator etc. fixed on wall using suitable anchor bolts or fixed in recess including cutting hole on the wall , making good the damages, colour washing etc. as required |  | 1 | each |  |  |  | Excess(+) | 1 | Full Conversion | INR | [40 empty] | #VALUE! | #VALUE! | #VALUE!
3.58 | 90.11.1.11 : Supply and installation of sheet steel, phosphatised and painted, dust and vermin proof enclosure of MCB DB including copper /brass bus bar, neutral link, earth bus and DIN rail suitable for fixing MCB/ isolator etc. fixed on wall using suitable anchor bolts or fixed in recess including cutting hole on the wall , making good the damages, colour washing etc. as required |  | 15 | each |  |  |  | Excess(+) | 1 | Full Conversion | INR | [40 empty] | #VALUE! | #VALUE! | #VALUE!
3.59 | 2.3.4 : Supplying and fixing following way, single pole and neutral, sheet steel, MCB distribution board, 240 V, on surface/ recess, complete with tinned copper bus bar, neutral bus bar, earth bar, din bar, interconnections, powder painted including earthing etc. as required. (But without MCBIRCCB/Isolator16 way, Double door |  | 4 | each |  |  |  | Excess(+) | 1 | Full Conversion | INR | [40 empty] | #VALUE! | #VALUE! | #VALUE!
3.6 | 90.14.10.14 : Supply, conveyance and fixing the following types & current rated control gears & switchgears conforming to IS 13947 suitable for 440 V, 50 Hz, AC supply in the existing panel assembly as required. |  | 1 | no |  |  |  | Excess(+) | 1 | Full Conversion | INR | [40 empty] | #VALUE! | #VALUE! | #VALUE!
3.61 | 90.14.10.4 : Supply, conveyance and fixing the following types & current rated control gears & switchgears conforming to IS 13947 suitable for 440 V, 50 Hz, AC supply in the existing panel assembly as required. |  | 11 | no |  |  |  | Excess(+) | 1 | Full Conversion | INR | [40 empty] | #VALUE! | #VALUE! | #VALUE!
3.62 | od216880/2024_2025 : Supply and installation of sheet steel, phosphatised and painted, dust and vermin proof enclosure of MCB DB including copper /brass bus bar, neutral link, earth bus and DIN rail suitable for fixing MCB/ isolator etc. fixed on wall using suitable anchor bolts or fixed in recess including cutting hole on the wall , making good the damages, colour washing etc. as required. 8 Way enclosure for independent mounting of MCB/RCCB/ RCBO.&lt;br&gt;&lt;br&gt; |  | 2 | each |  |  |  | Excess(+) | 1 | Full Conversion | INR | [40 empty] | #VALUE! | #VALUE! | #VALUE!
3.63 | 90.14.11.3 : MCCB Accessories |  | 1 | no |  |  |  | Excess(+) | 1 | Full Conversion | INR | [40 empty] | #VALUE! | #VALUE! | #VALUE!
3.64 | 90.14.11.14 : MCCB Accessories |  | 8 | no |  |  |  | Excess(+) | 1 | Full Conversion | INR | [40 empty] | #VALUE! | #VALUE! | #VALUE!
3.65 | od227606/2024_2025 : Supply and fixing one set of spreader/ terminal adaptor kit Extended terminal for 4 pole MCCB of rating 100 A (8 Pcs) |  | 7 | each |  |  |  | Excess(+) | 1 | Full Conversion | INR | [40 empty] | #VALUE! | #VALUE! | #VALUE!
3.66 | od227607/2024_2025 : Supply and fixing one set of spreader/ terminal adaptor kit Extended terminal for 4 pole MCCB of rating 200 A &amp; 250 A (8 Pcs) |  | 1 | each |  |  |  | Excess(+) | 1 | Full Conversion | INR | [40 empty] | #VALUE! | #VALUE! | #VALUE!
3.67 | 2.12.1 : Supplying and fixing following rating, double pole, 240 volts, isolator in the existing MCB DB complete with connections, testing and commissioning etc. as required.40 amps |  | 4 | each |  |  |  | Excess(+) | 1 | Full Conversion | INR | [40 empty] | #VALUE! | #VALUE! | #VALUE!
3.68 | 2.13.2 : Supplying and fixing following rating, four pole, 415 volts, isolator in the existing MCB DB complete with connections, testing and commissioning etc. as required.63 amps |  | 17 | each |  |  |  | Excess(+) | 1 | Full Conversion | INR | [40 empty] | #VALUE! | #VALUE! | #VALUE!
3.69 | 2.14.1 : Supplying and fixing following rating, double pole, (single phase and neutral), 240 V, residual current circuit breaker (RCCB), having a sensitivity current 30 mA in the existing MCB DB complete with connections, testing and commissioning etc. as required.25 amps |  | 4 | each |  |  |  | Excess(+) | 1 | Full Conversion | INR | [40 empty] | #VALUE! | #VALUE! | #VALUE!
3.7 | 2.15.2 : Supplying and fixing following rating, four pole, (three phase and neutral), 415 volts, residual current circuit breaker (RCCB), having a sensitivity current 30 mA in the existing MCB DB complete with connections, testing and commissioning etc. as required.40 amps |  | 17 | each |  |  |  | Excess(+) | 1 | Full Conversion | INR | [40 empty] | #VALUE! | #VALUE! | #VALUE!
3.71 | od216881/2024_2025 : Supplying and fixing 40 amps rating, 240/415 volts, &quot;C&quot; curve, miniature circuit breaker suitable for inductive load of following poles in the existing MCB DB complete with connections, testing and commissioning etc. as required.&lt;br&gt;Single pole |  | 4 | each |  |  |  | Excess(+) | 1 | Full Conversion | INR | [40 empty] | #VALUE! | #VALUE! | #VALUE!
3.72 | 2.10.1 : Supplying and fixing 5 amps to 32 amps rating, 240/415 volts, "C" curve, miniature circuit breaker suitable for inductive load of following poles in the existing MCB DB complete with connections, testing and commissioning etc. as required.Single pole |  | 318 | each |  |  |  | Excess(+) | 1 | Full Conversion | INR | [40 empty] | #VALUE! | #VALUE! | #VALUE!
3.73 | 90.14.1.2 : Fabrication, supply, conveyance, installation testing and commissioning of floor or wall mounting, dust and vermin proof, cubicle type MV panel board comprising of the following components/ devices & complying to IS 8623.<br> Fabrication of fully partitioned, dust and vermin proof enclosure for panel assembly as per form 4 of IS 8623 (with latest amendments) using CRCA sheet as per approved design and requirement, with front and rear access facility, bus bar chambers, hinged doors for all switch gear compartments, earthing the doors using 4 sq mm braided copper conductor, providing necessary cut-outs for mounting meters, relays, indication lamps, bus bar interconnection etc, detachable covers for bus bar chamber and cable alley, powder coating the assembly after subjecting to 7 tank process etc as required. CRCA sheet alone be used for the fabrication. Angles/ flats/ slotted angles etc shall not be used for the fabrication of panel assembly. The measurments will be taken the area of the complete sheets used for panel board including partitions, folding, shrouding etc. |  | 10 | sqm |  |  |  | Excess(+) | 1 | Full Conversion | INR | [40 empty] | #VALUE! | #VALUE! | #VALUE!
3.74 | 90.14.2.1 : Supply and providing 2mm SMC sheet as shrouding for bus interconnection / terminations etc. including required nut & bolt etc. |  | 3 | sqm |  |  |  | Excess(+) | 1 | Full Conversion | INR | [40 empty] | #VALUE! | #VALUE! | #VALUE!
3.75 | 90.14.3.1 : Supply and providing heavy duty 'A' section neoprene gasket in the panel board |  | 20 | metre |  |  |  | Excess(+) | 1 | Full Conversion | INR | [40 empty] | #VALUE! | #VALUE! | #VALUE!
3.76 | 90.14.4 : Supply and fabrication conveyance and installation of base frame of panel board using 75 x 40 mm rolled steel channel (ISMC) |  | 6 | metre |  |  |  | Excess(+) | 1 | Full Conversion | INR | [40 empty] | #VALUE! | #VALUE! | #VALUE!
3.77 | 90.14.5 : Supply and fabrication conveyance and installation of angle iron frame work for wall mounting panel board |  | 500 | kg |  |  |  | Excess(+) | 1 | Full Conversion | INR | [40 empty] | #VALUE! | #VALUE! | #VALUE!
3.78 | 90.14.6 : Supply and providing copper bus bars including finger type SMC bus bar supports in the bus chamber, suitable size nut & bolt, providng heat shrink sleeves etc. as required. |  | 2000 | Cum cm |  |  |  | Excess(+) | 1 | Full Conversion | INR | [40 empty] | #VALUE! | #VALUE! | #VALUE!
3.79 | 90.14.7 : Supply and providing copper earth bus in the panel board |  | 250 | Cum cm |  |  |  | Excess(+) | 1 | Full Conversion | INR | [40 empty] | #VALUE! | #VALUE! | #VALUE!
3.8 | od227573/2024_2025 : Supply and providing MS Chequered plates of suitable thickness including cutting, welding, painting etc. as required.&lt;br&gt;&lt;br&gt; |  | 200 | kg |  |  |  | Excess(+) | 1 | Full Conversion | INR | [40 empty] | #VALUE! | #VALUE! | #VALUE!
3.81 | 5.4 : Earthing with G.I. earth plate 600 mm X 600 mm X 6 mm thick including accessories, and providing masonry enclosure with cover plate having locking arrangement and watering pipe of 2.7 metre long etc. with charcoal/ coke and salt as required. |  | 2 | set |  |  |  | Excess(+) | 1 | Full Conversion | INR | [40 empty] | #VALUE! | #VALUE! | #VALUE!
3.82 | od216882/2024_2025 : Supply and laying the following sizes of Cu strips laid 0.6 m below ground level including excavating trench of suitable size and refilling, including necessary clamps and bolts etc and all accessories as required for complete installation as instructed by engineer in charge/consultant. &lt;br&gt;25 X 3 Cu strips tinned at the joints |  | 40 | metre |  |  |  | Excess(+) | 1 | Full Conversion | INR | [40 empty] | #VALUE! | #VALUE! | #VALUE!
3.83 | od216883/2024_2025 : Supply and laying the following sizes of earthing bare copper/strips on cable tray or wall surface, including necessary clamps (each clamp not exceeding 60 cm) and bolts etc as required for complete installation as instructed by engineer in charge/consultant. &lt;br&gt;25 X 3 Cu strips tinned at the joints |  | 20 | metre |  |  |  | Excess(+) | 1 | Full Conversion | INR | [40 empty] | #VALUE! | #VALUE! | #VALUE!
3.84 | 90.12.7.28 : Supply, laying and clamping of 1 no. PVC insulated and PVC sheathed armoured aluminium power cable, 1.1 KV grade of the following sizes using clamps noted along with the cables, spacing of clamps not exceeding 60cms, making good the damages , colour washing etc. as required. |  | 150 | metre |  |  |  | Excess(+) | 1 | Full Conversion | INR | [40 empty] | #VALUE! | #VALUE! | #VALUE!
3.85 | 90.12.7.35 : Supply, laying and clamping of 1 no. PVC insulated and PVC sheathed armoured aluminium power cable, 1.1 KV grade of the following sizes using clamps noted along with the cables, spacing of clamps not exceeding 60cms, making good the damages , colour washing etc. as required. |  | 100 | metre |  |  |  | Excess(+) | 1 | Full Conversion | INR | [40 empty] | #VALUE! | #VALUE! | #VALUE!
3.86 | 90.12.5.35 : Supply & laying of one number PVC insulated and PVC sheathed armoured aluminium power cable of 1.1KV grade of the following sizes in the existing RCC/ HUME / STONE WARE/ GI/ DWC pipe as required. |  | 1300 | metre |  |  |  | Excess(+) | 1 | Full Conversion | INR | [40 empty] | #VALUE! | #VALUE! | #VALUE!
3.87 | 90.12.5.40 : Supply & laying of one number PVC insulated and PVC sheathed armoured aluminium power cable of 1.1KV grade of the following sizes in the existing RCC/ HUME / STONE WARE/ GI/ DWC pipe as required. |  | 15 | metre |  |  |  | Excess(+) | 1 | Full Conversion | INR | [40 empty] | #VALUE! | #VALUE! | #VALUE!
3.88 | 90.12.7.40 : Supply, laying and clamping of 1 no. PVC insulated and PVC sheathed armoured aluminium power cable, 1.1 KV grade of the following sizes using clamps noted along with the cables, spacing of clamps not exceeding 60cms, making good the damages , colour washing etc. as required. |  | 15 | metre |  |  |  | Excess(+) | 1 | Full Conversion | INR | [40 empty] | #VALUE! | #VALUE! | #VALUE!
3.89 | 90.12.7.41 : Supply, laying and clamping of 1 no. PVC insulated and PVC sheathed armoured aluminium power cable, 1.1 KV grade of the following sizes using clamps noted along with the cables, spacing of clamps not exceeding 60cms, making good the damages , colour washing etc. as required. |  | 30 | metre |  |  |  | Excess(+) | 1 | Full Conversion | INR | [40 empty] | #VALUE! | #VALUE! | #VALUE!
3.9 | 9.1.32 : Supplying and making end termination with brass compression gland and aluminium lugs for following size of PVC insulated and PVC sheathed / XLPE aluminium conductor cable of 1.1 KV grade as required.4 X 10 sq. mm (25mm) |  | 4 | set |  |  |  | Excess(+) | 1 | Full Conversion | INR | [40 empty] | #VALUE! | #VALUE! | #VALUE!
3.91 | 9.1.33 : Supplying and making end termination with brass compression gland and aluminium lugs for following size of PVC insulated and PVC sheathed / XLPE aluminium conductor cable of 1.1 KV grade as required.4 X 16 sq. mm (28mm) |  | 4 | set |  |  |  | Excess(+) | 1 | Full Conversion | INR | [40 empty] | #VALUE! | #VALUE! | #VALUE!
3.92 | 9.2.18 : Supplying and making outdoor end termination with cast resin compound including aluminium lugs and other jointing materials for following size of PVC insulated and PVC sheathed / XLPE aluminium conductor cable of 1.1 KV grade as required.3 1/2 X 35 sq. mm |  | 8 | each |  |  |  | Excess(+) | 1 | Full Conversion | INR | [40 empty] | #VALUE! | #VALUE! | #VALUE!
3.93 | 9.2.26 : Supplying and making outdoor end termination with cast resin compound including aluminium lugs and other jointing materials for following size of PVC insulated and PVC sheathed / XLPE aluminium conductor cable of 1.1 KV grade as required.3 1/2 X 240 sq. mm |  | 4 | each |  |  |  | Excess(+) | 1 | Full Conversion | INR | [40 empty] | #VALUE! | #VALUE! | #VALUE!
3.94 | 90.12.10.2 : Supply & laying of DWC pipe in ordinary soil 0.75m below ground level including excavation |  | 15 | metre |  |  |  | Excess(+) | 1 | Full Conversion | INR | [40 empty] | #VALUE! | #VALUE! | #VALUE!
3.95 | 90.12.10.10 : Supply & laying of DWC pipe in ordinary soil 0.75m below ground level including excavation |  | 1300 | metre |  |  |  | Excess(+) | 1 | Full Conversion | INR | [40 empty] | #VALUE! | #VALUE! | #VALUE!
3.96 | 90.16.2.4 : Supply and laying of the following sizes of B class GI pipe laid 0.6 m below ground level including excavating trench of suitable size and refilling etc, as required.40 mm dia G.I. pipe ( medium class) |  | 50 | metre |  |  |  | Excess(+) | 1 | Full Conversion | INR | [40 empty] | #VALUE! | #VALUE! | #VALUE!
3.97 | od216884/2024_2025 : Supply and providing Red, Green, Black, Yellow, Orange colours LED indicators, AC/DC 22.5mm cut out dia&lt;br&gt;&lt;br&gt; |  | 2 | each |  |  |  | Excess(+) | 1 | Full Conversion | INR | [40 empty] | #VALUE! | #VALUE! | #VALUE!
3.98 | od216885/2024_2025 : Supply and providing Blue Colour LED indicator lamp, AC/DC, 22.5 cm cut out dia&lt;br&gt;&lt;br&gt; |  | 1 | each |  |  |  | Excess(+) | 1 | Full Conversion | INR | [40 empty] | #VALUE! | #VALUE! | #VALUE!
3.99 | od216886/2024_2025 : Providing and fixing following multi function meter to read: V, A, F, 3 phase accuracy class 1 in existing panel and giving connection complete&lt;br&gt;&lt;br&gt; |  | 1 | each |  |  |  | Excess(+) | 1 | Full Conversion | INR | [40 empty] | #VALUE! | #VALUE! | #VALUE!
4 | od216887/2024_2025 : Supply and fixing selector switch suitable for multi function meter in existing enclosure.&lt;br&gt;&lt;br&gt; |  | 1 | each |  |  |  | Excess(+) | 1 | Full Conversion | INR | [40 empty] | #VALUE! | #VALUE! | #VALUE!
4.01 | od216888/2024_2025 : Supply and fixing 20 A bake lite type HRC fuse base with link in existing metal box and giving connections etc.as required.&lt;br&gt;&lt;br&gt; |  | 3 | each |  |  |  | Excess(+) | 1 | Full Conversion | INR | [40 empty] | #VALUE! | #VALUE! | #VALUE!
4.02 | od216889/2024_2025 : Supply and installation of Enamelled Danger Notice Board of size 200 x 150 mm. with inscriptions ( both in English and Malayalam) and conventional Skull and Bone in Red colour.&lt;br&gt;&lt;br&gt; |  | 1 | each |  |  |  | Excess(+) | 1 | Full Conversion | INR | [40 empty] | #VALUE! | #VALUE! | #VALUE!
4.03 | od216890/2024_2025 : Supply and providing 2.5mm thick Elastomeric fire retardant insulating mat as per IS 15652/2006 to withstand 11 KV dielectric strength.&lt;br&gt;&lt;br&gt; |  | 2 | sqm |  |  |  | Excess(+) | 1 | Full Conversion | INR | [40 empty] | #VALUE! | #VALUE! | #VALUE!
4.04 | od216891/2024_2025 : Supply and providing 9 Liter capacity GI Fire Bucket painted in post office red with primer coat of red oxide and written with white paint &apos;FIRE&apos; mounted on MS angle frame work/ wall bracket filled with fine sand, painting the bracket/ floor stand including making good the damages, colour washing etc. as required.&lt;br&gt;&lt;br&gt; |  | 8 | each |  |  |  | Excess(+) | 1 | Full Conversion | INR | [40 empty] | #VALUE! | #VALUE! | #VALUE!
4.05 | od216892/2024_2025 : Supply conveyance installation of portable type ABC TYPE 5 KG Capacity fire extinguisher in position etc. as required&lt;br&gt;&lt;br&gt; |  | 7 | each |  |  |  | Excess(+) | 1 | Full Conversion | INR | [40 empty] | #VALUE! | #VALUE! | #VALUE!
4.06 | od216893/2024_2025 : Supply conveyance installation of portable type CO2 TYPE 4.5 KG Capacity fire extinguisher in position&lt;br&gt;&lt;br&gt; |  | 7 | each |  |  |  | Excess(+) | 1 | Full Conversion | INR | [40 empty] | #VALUE! | #VALUE! | #VALUE!
4.07 | od216894/2024_2025 : Painting letters or figures of the following sizes with enamel paint as identification mark to SB, DB, panel board etc as required 2.50 cm, 4 cm or 5 cm height&lt;br&gt;&lt;br&gt; |  | 500 | no |  |  |  | Excess(+) | 1 | Full Conversion | INR | [40 empty] | #VALUE! | #VALUE! | #VALUE!
4.08 | od216895/2024_2025 : Charges for preparation of Electrical Schematic per A3 sheet first copy&lt;br&gt;&lt;br&gt; |  | 40 | each |  |  |  | Excess(+) | 1 | Full Conversion | INR | [40 empty] | #VALUE! | #VALUE! | #VALUE!
4.09 | od216896/2024_2025 : Copying charges for additional copies per A3 sheet&lt;br&gt;&lt;br&gt; |  | 75 | each |  |  |  | Excess(+) | 1 | Full Conversion | INR | [40 empty] | #VALUE! | #VALUE! | #VALUE!
5 | SITC of 13 passenger Lifts | [7 empty] | 1
5.01 | od224800/2024_2025 : Supply, Installation, Testing and Commissioning of 13 passenger Capacity 884Kg / 13 Passenger Rated speed :1.00 M/S Travel :8 m. approx. No of floor &amp; Entrance served :G +2 Upper floor, 3 openings No of Floors served 3 Floors, 3 opening Method of control :With/ with out attendant :with microprocessor :Controller. Machine Room less / Machin Type : With Machine Room less Gear Less Size of Lift well :2570mmx 2370 mm Position of counter weight :Rear side of the Car. Size of platform :As per ISS Drive :Variable Voltage&amp; Variable frequency :with levelling accuracy of +/-8mm Operation :Simplex full selective collective :control with load weighting device. Car Body : M. S powder coated door : false ceiling, indirect lighting, fan, push &amp; talk and floor with anti skid. Car Entrance :Automatic center opening sliding door as per ISS with :provision for mechanical opening Key. Hoist way entrance :as above Call &amp; Position indicators :Indicators provided all landings. Electric Supply :Suitable for operating in 415 V AC Electric supply (light) :230V, single phase Voltage stabilizer :Suitable capacity servo stabilizer. :for motor and inbuilt stabilizer for :controller. Indication ,Push buttons :a) LED indication ( inside car and at all and other requirements landings b) Call indicator ( inside car - LED ) c) Push button for door, car and door open. d)Flush mounted switch for fan &amp; light. ef) Non stop button f) battery operated emergency lamp with rechargeable battery. gh)battery operated alarm bell h) Firemen&apos;s switch at main lobby i) Auto/ Attendant control-inside car. Winding Handle : Manual winding wheel in case of an emergency. Safeties 1) over speed governor 2) Safety gear buffers. 3)Motor over speed protection 4)Phase reversal protection 5)Final limit switches 6) other safeties as per ISS 7) Single phasing preventer Leveling : Automatic leveling at all landing Control Panel :Control panel shall be accommodated in dust and vermin proof sheet metel enclosure. Tests :At site tests as per IS 14665/2001 to be carried out before handing over. Door opening : Infra red door opening system to be Provided for the entire length. ARD :Automatic rescue device with an electronic controller and with necessary maintenance free batteries. The rescue operation shall act with in 10 seconds of power failure. Scope of work :1) Supply of Lift materials 2) Minor civil works such as construction of buffer block in the pit, machine foundation in the machine room. necessary foundation for mounting the control panel, cutting pockets and brackets for guide rails, grouting boxes for control units in the front side etc. This does not include correction of wall opening on the front side of the wall. 3) Scaffolding 4) Door frames 5) Supporting steel 6)Supply of booklet with complete details of maintenance schedule and control diagram. 7) Giving training to dept. staff for attending trouble shooting. 8) Obtaining scheme approval as well as energization certificate from electrical Inspectorate of necessary drawing for the same. Necessary fee shall be remitted to the inspectorate by the firm for which no refund will be made from the department 9) Free servicing for 12 months after handing over. Guarantee : Company shall carry out free maintenance : during warranty period which hall include. 1) Cleaning lift equipment. 2) Lubricating all reqd. parts. 3)Replacing of lubricating oil as and when required. 4) Checking and adjusting contacts. 5) Replacing fusible items, alarm etc. 6)Recharging / replacing batteries in case of such requirements 7) replacing / rewinding motor if required. 8) Replacing / renewing all defective parts of the lift including V3F unit if found necessary. |  | 2 | each |  |  |  | Excess(+) | 1 | Full Conversion | INR | [40 empty] | #VALUE! | #VALUE! | #VALUE!
5.02 | od225472/2024_2025 : Annual comprehensive maintenance contract of 13 passenger single automatic push button with/without attendant lifts which include routine preventive and break down maintenance for a period of five years i/c repair, replacement of worn out items with minimum down time warranty &amp; guarantee of repaired/ replaced items i/c lamps, battery of ARD lighting system etc. after completion of one year of guarantee period. (Rate quoted shall be per month per lift) Cost of AMC for 4 years after completion of 1 year free maintenance. 1st Year AMC Charges |  | 2 | each |  |  |  | Excess(+) | 1 | Full Conversion | INR | [40 empty] | #VALUE! | #VALUE! | #VALUE!
5.03 | od225473/2024_2025 : Annual comprehensive maintenance contract of 13 passenger single automatic push button with/without attendant lifts which include routine preventive and break down maintenance for a period of five years i/c repair, replacement of worn out items with minimum down time warranty &amp; guarantee of repaired/ replaced items i/c lamps, battery of ARD lighting system etc. after completion of one year of guarantee period. (Rate quoted shall be per month per lift) Cost of AMC for 4 years after completion of 1 year free maintenance. 2nd Year AMC Charges |  | 2 | each |  |  |  | Excess(+) | 1 | Full Conversion | INR | [40 empty] | #VALUE! | #VALUE! | #VALUE!
5.04 | od225474/2024_2025 : Annual comprehensive maintenance contract of 13 passenger single automatic push button with/without attendant lifts which include routine preventive and break down maintenance for a period of five years i/c repair, replacement of worn out items with minimum down time warranty &amp; guarantee of repaired/ replaced items i/c lamps, battery of ARD lighting system etc. after completion of one year of guarantee period. (Rate quoted shall be per month per lift) Cost of AMC for 4 years after completion of 1 year free maintenance. 3rd Year AMC Charges |  | 2 | each |  |  |  | Excess(+) | 1 | Full Conversion | INR | [40 empty] | #VALUE! | #VALUE! | #VALUE!
5.05 | od225475/2024_2025 : Annual comprehensive maintenance contract of 13 passenger single automatic push button with/without attendant lifts which include routine preventive and break down maintenance for a period of five years i/c repair, replacement of worn out items with minimum down time warranty &amp; guarantee of repaired/ replaced items i/c lamps, battery of ARD lighting system etc. after completion of one year of guarantee period. (Rate quoted shall be per month per lift) Cost of AMC for 4 years after completion of 1 year free maintenance 4th Year AMC Charges |  | 2 | each |  |  |  | Excess(+) | 1 | Full Conversion | INR | [40 empty] | #VALUE! | #VALUE! | #VALUE!
6 | SITC of Fire Fighting work | [7 empty] | 1
6.01 | od224808/2024_2025 : BOOSTER PUMP :- Supply, Installation, Testing and Commissioning of Booster Pump with AC driven TEFC motor, mono block, rated for 450 LPM at 35 M head 3 phase 7.5 HP complete with all accessories in position and giving connections etc as required. (Make : LUBI) |  | 1 | each |  |  |  | Excess(+) | 1 | Full Conversion | INR | [40 empty] | #VALUE! | #VALUE! | #VALUE!
6.02 | 90.14.28.2 : S & F Motor starters of the following ratings |  | 1 | each |  |  |  | Excess(+) | 1 | Full Conversion | INR | [40 empty] | #VALUE! | #VALUE! | #VALUE!
6.03 | od224809/2024_2025 : PRESSURE GAUGE:&bull; Supply, Installation,Testing and Commissioning of Pressure Gauge in position etc as required. 100 mm dia |  | 1 | each |  |  |  | Excess(+) | 1 | Full Conversion | INR | [40 empty] | #VALUE! | #VALUE! | #VALUE!
6.04 | od224810/2024_2025 : Providing &amp; fixing of pressure switch in M.S. pipe line including connection etc. as required |  | 1 | each |  |  |  | Excess(+) | 1 | Full Conversion | INR | [40 empty] | #VALUE! | #VALUE! | #VALUE!
6.05 | od224811/2024_2025 : Providing, laying, testing &amp; commissioning of &apos;B&apos; class heavy duty MS pipe conforming to IS 3589/IS 1239 including Welding, fittings like elbows, tees, flanges, tapers, nuts bolts, gaskets etc. and fixing the pipe on the wall/ceiling with suitable clamp/support frame and painting with two or more coats of synthetic enamel paint of required shade complete as required : 100 mm dia |  | 60 | metre |  |  |  | Excess(+) | 1 | Full Conversion | INR | [40 empty] | #VALUE! | #VALUE! | #VALUE!
6.06 | od224812/2024_2025 : HOSE REEL (IMPORTED ISI MARKED):- Supply, Installation Testing &amp; Commissioning of swing type hose reel confirming to IS : 884/1985 drum made of MS sheet to keep 19 MM dia 30 M long rubber hose pipe with PVC nozzle on one end and all other necessary fixing materials in position etc as required |  | 4 | each |  |  |  | Excess(+) | 1 | Full Conversion | INR | [40 empty] | #VALUE! | #VALUE! | #VALUE!
6.07 | od224813/2024_2025 : Supplying, fixing, testing and commissioning of butterfly valve of PN 1.6 rating with bronze/gunmetal seat duly ISI marked complete with nuts, bolts, washers, gaskets conforming to IS 13095 of following sizes as required. 100 mm dia |  | 3 | each |  |  |  | Excess(+) | 1 | Full Conversion | INR | [40 empty] | #VALUE! | #VALUE! | #VALUE!
6.08 | od224814/2024_2025 : BALL VALVE : Supply, Installation, Testing and Commissioning of Ball valve in position etc as required. 20mm dia |  | 3 | no |  |  |  | Excess(+) | 1 | Full Conversion | INR | [40 empty] | #VALUE! | #VALUE! | #VALUE!
6.09 | od224815/2024_2025 : NON RETURN VALVE:- Supply Installation, Testing and Commissioning of Non-return valve of following sizes without bye pass arrangements swing check type with Cast iron body and flanges drilled to IS : 1538. in position etc as required. 100 MM dia |  | 1 | no |  |  |  | Excess(+) | 1 | Full Conversion | INR | [40 empty] | #VALUE! | #VALUE! | #VALUE!
6.1 | od224816/2024_2025 : AIR RELEASE VALVE:- Supply Installation Testing and Commissioning of Air release valve 15 mm gun metal in position etc as required. |  | 1 | each |  |  |  | Excess(+) | 1 | Full Conversion | INR | [40 empty] | #VALUE! | #VALUE! | #VALUE!
6.11 | od224817/2024_2025 : FIRE BRIGADE INLET 2 WAY: Supply Installation, Testing and Commissioning of fire brigade connection comprising of 2 Stainless steel inlets in position etc as required |  | 1 | each |  |  |  | Excess(+) | 1 | Full Conversion | INR | [40 empty] | #VALUE! | #VALUE! | #VALUE!
6.12 | od224818/2024_2025 : FIRE DETECTION AND ALARM SYSTEM (CONVENTIONAL)- Supplying, installation, testing &amp; commissioning of manual call boxes of MS Construction in surface/recess with stainless steel chain &amp; hammer assembly Complete with glass and push button etc. as required. |  | 3 | each |  |  |  | Excess(+) | 1 | Full Conversion | INR | [40 empty] | #VALUE! | #VALUE! | #VALUE!
6.13 | od224819/2024_2025 : FIRE DETECTION AND ALARM SYSTEM (CONVENTIONAL)- Supplying, installation, testing &amp; commissioning fire alarm sounder (HOOTER) with facility to make announcement, mounted in M.S. box (16 SWG) with hinged cover plate &amp; suitable for operation with amplifier i/c line matching transformer etc. complete as required. |  | 3 | each |  |  |  | Excess(+) | 1 | Full Conversion | INR | [40 empty] | #VALUE! | #VALUE! | #VALUE!
6.14 | od224820/2024_2025 : FIRE ALARM PANEL- Supply,Installation of Microprocessor based main control panel of 4 Zone, including battery charging system, with all attachment for the alarm system with auto alert facilities and made MS sheet floor/wall mounting with locking arrangements duly painted as per the fire standard requirement. |  | 1 | each |  |  |  | Excess(+) | 1 | Full Conversion | INR | [40 empty] | #VALUE! | #VALUE! | #VALUE!
6.15 | od224821/2024_2025 : Supply and providing Glow Sign boards of 3mm PVC foam board size not less than 12&quot; x 4&quot; as required. |  | 6 | each |  |  |  | Excess(+) | 1 | Full Conversion | INR | [40 empty] | #VALUE! | #VALUE! | #VALUE!
6.16 | od224822/2024_2025 : Supplying and installing in position LED &quot;EXIT&quot; sign boards with battery backup. (size 30cm x 15cm) |  | 6 | each |  |  |  | Excess(+) | 1 | Full Conversion | INR | [40 empty] | #VALUE! | #VALUE! | #VALUE!
6.17 | od224823/2024_2025 : INVERTER - Supply, Conveyance and installation of INVERTER 900 VA with 88 AH Exide Battery including testing and commissioning etc as required.( For emergency lighting is independently connected and operated one switch.) |  | 1 | each |  |  |  | Excess(+) | 1 | Full Conversion | INR | [40 empty] | #VALUE! | #VALUE! | #VALUE!
6.18 | od224824/2024_2025 : Supply, Conveyance, installation, testing and commissioning of 3W Super Bright LED light fittings of following type Including giving connections with required length of 16/0.20 mm 3 core round copper conductor flex wire conforming to relevant ISS or with the extended original wiring, making good the damages, colour washing etc. as required. (Philips/Wipro/Cromption or equivalent) |  | 19 | each |  |  |  | Excess(+) | 1 | Full Conversion | INR | [40 empty] | #VALUE! | #VALUE! | #VALUE!
6.19 | 1.21.1 : Supplying and fixing of following sizes of medium class PVC conduit along with accessories in surface/ recess including cutting the wall and making good the same in case of recessed conduit as required.20 mm |  | 350 | metre |  |  |  | Excess(+) | 1 | Full Conversion | INR | [40 empty] | #VALUE! | #VALUE! | #VALUE!
6.2 | 1.17.2 : Supplying and drawing following sizes of FRLS PVC insulated copper conductor, single core cable in the existing surface / recessed steel/ PVC conduit as required.2 x 1.5 sq. mm |  | 350 | metre |  |  |  | Excess(+) | 1 | Full Conversion | INR | [40 empty] | #VALUE! | #VALUE! | #VALUE!
7 | STP 50KLD Electro mechanical part | BI01010001010000000000000515BI0100001115 | [6 empty] | 1 | [45 empty] | 1.01 | Supplying, Conveying and fixing spls. Including eart | item1 | 123.223 | Nos
7.01 | od242916/2024_2025 : Components for assembling -Solenoid valve for airlift arrangement (Asco ) (2&rdquo;) |  | 4 | no |  |  |  | Excess(+) | 1 | Full Conversion | INR | [40 empty] | #VALUE! | #VALUE! | #VALUE! | 1.02 | Construction of chamber for 100mm sluice plates | item2 | 213 | Nos
7.02 | od242917/2024_2025 : Components for assembling -SS 304 output for valve arrangement (&frac34;&rdquo;) (2 outputs / 3 outputs) |  | 4 | no |  |  |  | Excess(+) | 1 | Full Conversion | INR | [40 empty] | #VALUE! | #VALUE! | #VALUE! | 2 | Construction of chamber for 100mm sluices valve | item3 | 10 | Nos
7.03 | od242918/2024_2025 : Air lift arrangement and functional mechanisms, technology &lt;br&gt;&lt;br&gt;Charging unit by airlift -2&lt;br&gt;&lt;br&gt;Discharging unit by airlift- 2&lt;br&gt;&lt;br&gt;Sludge return unit by airlift-2&lt;br&gt; |  | 6 | no |  |  |  | Excess(+) | 1 | Full Conversion | INR | [40 empty] | #VALUE! | #VALUE! | #VALUE!
7.04 | od242919/2024_2025 : Air Hose-Hose, PVC braided from Polyhose at 10 kg/ sq.cm at temperature rating of 85 deg. C |  | 200 | metre |  |  |  | Excess(+) | 1 | Full Conversion | INR | [40 empty] | #VALUE! | #VALUE! | #VALUE!
7.05 | od242920/2024_2025 : Diffusion system in SS 304 (8/6 outputs ) stands |  | 3 | no |  |  |  | Excess(+) | 1 | Full Conversion | INR | [40 empty] | #VALUE! | #VALUE! | #VALUE!
7.06 | od242921/2024_2025 : EPDM Fine Bubble 1 tubular diffusers with SOTE &lt; 8.5%/m at a flow rate of 5 cu.m/hr or equivalent |  | 16 | no |  |  |  | Excess(+) | 1 | Full Conversion | INR | [40 empty] | #VALUE! | #VALUE! | #VALUE!
7.07 | od242922/2024_2025 : Side channel blower / Vane Compressor - 100cum/ hr (4.2KW operating ,3ph ) |  | 1 | no |  |  |  | Excess(+) | 1 | Full Conversion | INR | [40 empty] | #VALUE! | #VALUE! | #VALUE!
7.08 | od242923/2024_2025 : Panel board (Class IP 55/65) for the enclosure of controller and necessary electrical equipment&rsquo;s (phase failure relay, MPCB, contactors) |  | 1 | no |  |  |  | Excess(+) | 1 | Full Conversion | INR | [40 empty] | #VALUE! | #VALUE! | #VALUE!
7.09 | od242924/2024_2025 : Control unit with intranet webaccess microprocessor control with pre-set work cycles, real-time controlled, graphic display, operating hours&rsquo; counter, optional manual and automatic mode, acknowledgeable visual and acoustic fault message, mains failure alarm, logbook function |  | 1 | no |  |  |  | Excess(+) | 1 | Full Conversion | INR | [40 empty] | #VALUE! | #VALUE! | #VALUE!
7.1 | od242925/2024_2025 : Automatic filtration system AMPV , starter panel (automatic multiport valve) + PSF + Filter feed pump 1w + 1S ,with a flow rate 3cu.m/hr with chlorine disinfection |  | 1 | each |  |  |  | Excess(+) | 1 | Full Conversion | INR | [40 empty] | #VALUE! | #VALUE! | #VALUE!
7.11 | od242926/2024_2025 : Components for assembling and fixing solenoid valve set-Valve stand for valves (SS 304, 2mm thickness) (720mm / 2&rdquo;) |  | 1 | each |  |  |  | Excess(+) | 1 | Full Conversion | INR | [40 empty] | #VALUE! | #VALUE! | #VALUE!
8 | Civil works-STP | [7 empty] | 1
8.01 | 2.6.1 : Earth work in excavation by mechanical means (Hydraulic excavator)/manual means over areas (exceeding 30 cm in depth, 1.5 m in width as well as 10 sqm on plan) including disposal of excavated earth, lead up to 50 m and lift up to 1.5 m, disposed earth to be levelled and neatly dressed.All kinds of soil |  | 198.291 | cum |  |  |  | Excess(+) | 1 | Full Conversion | INR | [40 empty] | #VALUE! | #VALUE! | #VALUE!
8.02 | 2.7.1 : Earth work in excavation by mechanical means (Hydraulic excavator )/ manual means over areas (exceeding 30 cm in depth, 1.5 m in width as well as 10 sqm on plan) including disposal of excavated earth, lead up to 50 m and lift up to 1.5 m, disposed earth to be levelled and neatly dressed.Ordinary rock |  | 132.194 | cum |  |  |  | Excess(+) | 1 | Full Conversion | INR | [40 empty] | #VALUE! | #VALUE! | #VALUE!
8.03 | 2.25 : Filling available excavated earth (excluding rock) in trenches, plinth, sides of foundations etc. in layers not exceeding 20 cm in depth, consolidating each deposited layer by ramming and watering, lead up to 50 m and lift up to 1.5 m.Filling available excavated earth (excluding rock) in trenches, plinth, sides of foundation etc. in layers not exceeding 20 cm in depth, consolidating each deposited layer by ramming and watering, lead up to 50 m and lift up to 1.5 m. |  | 132.194 | cum |  |  |  | Excess(+) | 1 | Full Conversion | INR | [40 empty] | #VALUE! | #VALUE! | #VALUE!
8.04 | 2.26.1 : Extra for every additional lift 1.5 m or part there of in excavation / banking excavated or stacked materials.All kinds of soil |  | 198.291 | cum |  |  |  | Excess(+) | 1 | Full Conversion | INR | [40 empty] | #VALUE! | #VALUE! | #VALUE!
8.05 | 2.26.2 : Extra for every additional lift 1.5 m or part there of in excavation / banking excavated or stacked materials.Ordinary or hard rock |  | 132.194 | cum |  |  |  | Excess(+) | 1 | Full Conversion | INR | [40 empty] | #VALUE! | #VALUE! | #VALUE!
8.06 | 4.1.5 : Providing and laying in position cement concrete of specified grade excluding the cost of centering and shuttering - All work up to plinth level:1:3:6 (1 cement : 3 coarse sand : 6 graded stone aggregate 20 mm nominal size) |  | 7.384 | cum |  |  |  | Excess(+) | 1 | Full Conversion | INR | [40 empty] | #VALUE! | #VALUE! | #VALUE!
8.07 | 5.9.1 : Centering and shuttering including strutting, etc. and removal of form for:Foundations, footings, bases of columns, etc for mass concrete |  | 15.28 | sqm |  |  |  | Excess(+) | 1 | Full Conversion | INR | [40 empty] | #VALUE! | #VALUE! | #VALUE!
8.08 | 5.9.2 : Centering and shuttering including strutting, etc. and removal of form for:Walls (any thickness) including attached pilasters, butteresses, plinth and string courses etc. |  | 358.4 | sqm |  |  |  | Excess(+) | 1 | Full Conversion | INR | [40 empty] | #VALUE! | #VALUE! | #VALUE!
8.09 | 5.9.3 : Centering and shuttering including strutting, etc. and removal of form for:Suspended floors, roofs, landings, balconies and access platform |  | 70 | sqm |  |  |  | Excess(+) | 1 | Full Conversion | INR | [40 empty] | #VALUE! | #VALUE! | #VALUE!
8.1 | 5.22.6 : Steel reinforcement for R.C.C work including straightening, cutting, bending, placing in position and binding all complete upto plinth levelThermo - Mechanically Treated bars of grade Fe-500D or more |  | 9559.44 | kilogram |  |  |  | Excess(+) | 1 | Full Conversion | INR | [40 empty] | #VALUE! | #VALUE! | #VALUE!
8.11 | 5.33.1 : Providing and laying in position machine batched and machine mixed design mix M-25 grade cement concrete for reinforced cement concrete work, using cement content as per approved design mix, including pumping of concrete to site of laying but excluding the cost of centering, shuttering, finishing and reinforcement, including admixtures in recommended proportions as per IS: 9103 to accelerate, retard setting of concrete, improve workability without impairing strength and durability as per direction of Engineer - in-charge. Note:- Cement content considered in this item is @ 330 kg/ cum. Excess or less cement used as per design mix is payable or recoverable separately.All work upto plinth level |  | 79.662 | cum |  |  |  | Excess(+) | 1 | Full Conversion | INR | [40 empty] | #VALUE! | #VALUE! | #VALUE!
8.12 | 13.1.1 : 12 mm cement plaster of mix:1:4 ( 1 cement : 4 fine sand) |  | 358.4 | sqm |  |  |  | Excess(+) | 1 | Full Conversion | INR | [40 empty] | #VALUE! | #VALUE! | #VALUE!
8.13 | 13.16.1 : 6 mm cement plaster of mix:1:3 ( 1 cement : 3 fine sand) |  | 70 | sqm |  |  |  | Excess(+) | 1 | Full Conversion | INR | [40 empty] | #VALUE! | #VALUE! | #VALUE!
8.14 | 50.6.1.8 : Solid block masonry using pre cast solid blocks (Factory made) of size 40x20x15cm or nearest available size confirming to IS 2185 part I of 1979 for super structure up to floor two level with thickness 15cm in: CM 1:6 ( 1 cement : 6 coarse sand etc complete |  | 7.801 | cum |  |  |  | Excess(+) | 1 | Full Conversion | INR | [40 empty] | #VALUE! | #VALUE! | #VALUE!
8.15 | 13.43.1 : Applying one coat of water thinnable cement primer of approved brand and manufacture on wall surface:Water thinnable cement primer |  | 78 | sqm |  |  |  | Excess(+) | 1 | Full Conversion | INR | [40 empty] | #VALUE! | #VALUE! | #VALUE!
8.16 | 13.48.1 : Finishing with Deluxe Multi surface paint system for interiors and exteriors using primer as per manufacturers specifications:Two or more coats applied on walls @ 1.25 ltr/10 sqm over and including one coat of special primer applied @ 0.75 ltr /10 sqm |  | 78 | sqm |  |  |  | Excess(+) | 1 | Full Conversion | INR | [40 empty] | #VALUE! | #VALUE! | #VALUE!
8.17 | 19.18.1 : Supplying and fixing C.I with out frame for manholes:455 x 610 mm rectangular C.I cover ( light duty ) the weight of the cover to be no less than 23 kg |  | 8 | each |  |  |  | Excess(+) | 1 | Full Conversion | INR | [40 empty] | #VALUE! | #VALUE! | #VALUE!
8.18 | 12.50 : Providing and fixing precoated galvanised iron profile sheets (size, shape and pitch of corrugation as approved by Engineer-in-charge) 0.50 mm (+0.05%), total coated thickness with zinc coating 120 grams per sqm as per IS: 277, in 240 mpa steel grade, 5-7 microns epoxy primer on both side of the sheet and polyester top coat 15-18 microns. Sheet should have protective guard film of 25 microns minimum to avoid scratches during transportation and should be supplied in single length upto 12 metre or as desired by Engineer-in-charge. The sheet shall be fixed using self drilling/self tapping screws of size (5.5x55mm) with EPDM seal, complete upto any pitch in horizontal/ vertical or curved surfaces, excluding the cost of purlins, rafters and trusses and including cutting to size and shape wherever required. |  | 15 | sqm |  |  |  | Excess(+) | 1 | Full Conversion | INR | [40 empty] | #VALUE! | #VALUE! | #VALUE!
8.19 | 10.2 : Structural steel work riveted, bolted or welded in built up sections, trusses and framed work, including cutting, hoisting, fixing in position and applying a priming coat of approved steel primer all complete. |  | 300 | kg |  |  |  | Excess(+) | 1 | Full Conversion | INR | [40 empty] | #VALUE! | #VALUE! | #VALUE!
9 | Compound wall-Acomadation blocks | BI01010001010000000000000515BI0100001116 | [6 empty] | 1 | [45 empty] | 1.01 | Supplying, Conveying and fixing spls. Including eart | item1 | 123.223 | Nos
9.01 | 2.6.1 : Earth work in excavation by mechanical means (Hydraulic excavator)/manual means over areas (exceeding 30 cm in depth, 1.5 m in width as well as 10 sqm on plan) including disposal of excavated earth, lead up to 50 m and lift up to 1.5 m, disposed earth to be levelled and neatly dressed.All kinds of soil |  | 324 | cum |  |  |  | Excess(+) | 1 | Full Conversion | INR | [40 empty] | #VALUE! | #VALUE! | #VALUE! | 1.02 | Construction of chamber for 100mm sluice plates | item2 | 213 | Nos
9.02 | 2.8.1 : Earth work in excavation by mechanical means (Hydraulic excavator) /manual means in foundation trenches or drains (not exceeding 1.5 m in width or 10 sqm on plan), including dressing of sides and ramming of bottoms, lift up to 1.5 m, including getting out the excavated soil and disposal of surplus excavated soil as directed, within a lead of 50 m.All kinds of soil |  | 324 | cum |  |  |  | Excess(+) | 1 | Full Conversion | INR | [40 empty] | #VALUE! | #VALUE! | #VALUE! | 2 | Construction of chamber for 100mm sluices valve | item3 | 10 | Nos
9.03 | 4.1.6 : Providing and laying in position cement concrete of specified grade excluding the cost of centering and shuttering - All work up to plinth level:1:3:6 ( 1 cement : 3 coarse sand : 6 graded stone aggregate 40 mm nominal size) |  | 36 | cum |  |  |  | Excess(+) | 1 | Full Conversion | INR | [40 empty] | #VALUE! | #VALUE! | #VALUE!
9.04 | 5.22.6 : Steel reinforcement for R.C.C work including straightening, cutting, bending, placing in position and binding all complete upto plinth levelThermo - Mechanically Treated bars of grade Fe-500D or more |  | 2520 | kilogram |  |  |  | Excess(+) | 1 | Full Conversion | INR | [40 empty] | #VALUE! | #VALUE! | #VALUE!
9.05 | 5.9.2 : Centering and shuttering including strutting, etc. and removal of form for:Walls (any thickness) including attached pilasters, butteresses, plinth and string courses etc. |  | 81 | sqm |  |  |  | Excess(+) | 1 | Full Conversion | INR | [40 empty] | #VALUE! | #VALUE! | #VALUE!
9.06 | 5.1.2 : Providing and laying in position specified grade of reinforced cement concrete, excluding the cost of centering, shuttering, finishing and reinforcement - All work up to plinth level:1:1:5:3 (1 cement 1.5 coarse sand :3 graded stone aggregate 20 mm nominal size |  | 81 | cum |  |  |  | Excess(+) | 1 | Full Conversion | INR | [40 empty] | #VALUE! | #VALUE! | #VALUE!
9.07 | 50.6.1.9 : Solid block masonry using pre cast solid blocks( Factory made) of size 40x20x15 cm or nearest available size confirming to IS 2185 part I of 1979 for super structure above floor two level upto floor five level with thickness 15cm in: CM 1:6 ( 1 cement : 6 coarse sand) etc complete |  | 162 | cum |  |  |  | Excess(+) | 1 | Full Conversion | INR | [40 empty] | #VALUE! | #VALUE! | #VALUE!
9.08 | 13.2.1 : 15 mm cement plaster on the rough side of single or half brick wall of mix:1:4 (1 cement :4 fine sand) |  | 2160 | sqm |  |  |  | Excess(+) | 1 | Full Conversion | INR | [40 empty] | #VALUE! | #VALUE! | #VALUE!
9.09 | 13.46.1 : Finishing walls with Acrylic Smooth exterior paint of required shade:New work (Two or more coat applied @ 1.67 ltr/10 sqm over and including priming coat of exterior primer applied @ 2.20 kg/10 sqm) |  | 2160 | sqm |  |  |  | Excess(+) | 1 | Full Conversion | INR | [40 empty] | #VALUE! | #VALUE! | #VALUE!
9.1 | 2.25 : Filling available excavated earth (excluding rock) in trenches, plinth, sides of foundations etc. in layers not exceeding 20 cm in depth, consolidating each deposited layer by ramming and watering, lead up to 50 m and lift up to 1.5 m.Filling available excavated earth (excluding rock) in trenches, plinth, sides of foundation etc. in layers not exceeding 20 cm in depth, consolidating each deposited layer by ramming and watering, lead up to 50 m and lift up to 1.5 m. |  | 48 | cum |  |  |  | Excess(+) | 1 | Full Conversion | INR | [40 empty] | #VALUE! | #VALUE! | #VALUE!
9.11 | 15.7.4 : Demolishing brick work manually / by mechanical means including stacking of serviceable material and disposal of unserviceable material within 50 metres lead as per direction of Engineer-in-Charge.In cement mortar |  | 60 | cum |  |  |  | Excess(+) | 1 | Full Conversion | INR | [40 empty] | #VALUE! | #VALUE! | #VALUE!
9.12 | 16.1 : Preparation and consolidation of sub grade with power road roller of 8 to 12 tonne capacity after excavating earth to an average of 22.5 cm depth, dressing to camber and consolidating with road roller including making good the undulations etc. and re-rolling the sub grade and disposal of surplus earth with lead upto 50 metres. |  | 2350 | sqm |  |  |  | Excess(+) | 1 | Full Conversion | INR | [40 empty] | #VALUE! | #VALUE! | #VALUE!
9.13 | 13.61.1 : Painting with synthetic enamel paint of approved brand and manufacture to give an even shade:Two or more coats on new work |  | 2350 | sqm |  |  |  | Excess(+) | 1 | Full Conversion | INR | [40 empty] | #VALUE! | #VALUE! | #VALUE!
9.14 | od246168/2024_2025 : Cast iron work welded in built up sections/framed work, including cutting, hoisting, fixing in position and applying a priming coat of approved steel primer using structural steel etc. as required. In gratings, frames, guard bar, ladder, railings, brackets, gates and similar works |  | 1350 | kilogram |  |  |  | Excess(+) | 1 | Full Conversion | INR | [40 empty] | #VALUE! | #VALUE! | #VALUE!
10 | Road Works- Preparation of Surface (CPWD) | [7 empty] | 1
10.01 | 16.1 : Preparation and consolidation of sub grade with power road roller of 8 to 12 tonne capacity after excavating earth to an average of 22.5 cm depth, dressing to camber and consolidating with road roller including making good the undulations etc. and re-rolling the sub grade and disposal of surplus earth with lead upto 50 metres. |  | 5325 | sqm |  |  |  | Excess(+) | 1 | Full Conversion | INR | [40 empty] | #VALUE! | #VALUE! | #VALUE!
11 | Road Works- Preparation of road (MoRD) | [7 empty] | 1
11.01 | 4.9 : Wet Mix Macadam <br> Providing, laying, spreading and compacting graded stone aggregate to wet mix macadam specification including premixing the material with water at OMC in mechanical mixer (Pug Mill), carriage of mixed material by tipper to site, laying in uniform layers in sub-base/base course on a well prepared sub-base and compacting with smooth wheel roller of 80 to 100kN weight to achieve the desired density including lighting, barricading and maintenance of diversion, etc as per Tables 400.11 & 400.12 and Technical Specification Clause 406. <br> By Mechanical Means with 1 km lead |  | 1065 | cum |  |  |  | Excess(+) | 1 | Full Conversion | INR | [40 empty] | #VALUE! | #VALUE! | #VALUE!
11.02 | 5.1.2a : Prime Coat <br> Medium porosity :- Providing and applying primer coat with Bitumen emulsion (SS-1) on prepared surface of granular base including cleaning of road surface and spraying primer at the rate of 0.90- 1.2 kg/sqm using mechanical means as per Technical Specification Clause 502. |  | 5325 | sqm |  |  |  | Excess(+) | 1 | Full Conversion | INR | [40 empty] | #VALUE! | #VALUE! | #VALUE!
11.03 | 5.2.3a : Tack Coat <br>Providing and applying tack coat with Bitumen emulsion (RS-1) using emulsion distributor at the rate of 0.25 to 0.30 kg per sqm on the prepared granular surfaces treated with primer & cleaned with Hydraulic broom as per Technical Specification Clause 503. |  | 5325 | sqm |  |  |  | Excess(+) | 1 | Full Conversion | INR | [40 empty] | #VALUE! | #VALUE! | #VALUE!
11.04 | 5.9.1.2a : 20mm thick Open-Graded Premix Carpet using Bituminous (penetration grade/modified bitumen) Binder - Bitumen S-65 <br> Providing, laying and rolling of open-graded premix carpet of 20 mm thickness composed of 13.2 mm to 5.6 mm aggregates either using penetration grade bitumen or emulsion to required line, grade and level to serve as wearing course on a previously prepared base, including mixing in a suitable plant, laying and rolling with a three wheel 80-100 kN static roller capacity, finished to required level and grades to be followed by seal coat of either Type A or Type B or Type C as per Technical Specification Clause 508. <br> Case - I By Manual Means <br> (II) Bitumen (S-65) |  | 5325 | sqm |  |  |  | Excess(+) | 1 | Full Conversion | INR | [40 empty] | #VALUE! | #VALUE! | #VALUE!
11.05 | 5.12.A.1.2a : Seal Coat - Manual Means - Type A - Bitumen S-65 <br> Providing and laying seal coat sealing the voids in a bituminous surface laid to the specified levels, grade and cross fall using Type A, Type B and Type C as per Technical Specification Clause 510 <br> A. By Manual Means :- Case - I : Type A <br> (II) Bitumen (S-65) |  | 5325 | sqm |  |  |  | Excess(+) | 1 | Full Conversion | INR | [40 empty] | #VALUE! | #VALUE! | #VALUE!
12 | Road Works- Finishing (CPWD) | [7 empty] | 1
12.01 | 16.48.1 : Painting road surface marking with adequate nos of coats to give uniform finish with ready mixed road marking paint conforming to IS: 164, on bituminous surface in white / yellow shade, including cleaning the surface of all dirt, scales oil, grease and foreign material etc. complete.New work (Two or more coats) |  | 5325 | sqm |  |  |  | Excess(+) | 1 | Full Conversion | INR | [40 empty] | #VALUE! | #VALUE! | #VALUE!
12.02 | 2.8.1 : Earth work in excavation by mechanical means (Hydraulic excavator) /manual means in foundation trenches or drains (not exceeding 1.5 m in width or 10 sqm on plan), including dressing of sides and ramming of bottoms, lift up to 1.5 m, including getting out the excavated soil and disposal of surplus excavated soil as directed, within a lead of 50 m.All kinds of soil |  | 108 | cum |  |  |  | Excess(+) | 1 | Full Conversion | INR | [40 empty] | #VALUE! | #VALUE! | #VALUE!
12.03 | 4.1.6 : Providing and laying in position cement concrete of specified grade excluding the cost of centering and shuttering - All work up to plinth level:1:3:6 ( 1 cement : 3 coarse sand : 6 graded stone aggregate 40 mm nominal size) |  | 54 | cum |  |  |  | Excess(+) | 1 | Full Conversion | INR | [40 empty] | #VALUE! | #VALUE! | #VALUE!
12.04 | 16.69 : Providing and laying at or near ground level factory made kerb stone of M-25 grade cement concrete in position to the required line, level and curvature jointed with cement mortar 1:3 ( 1 cement : 3 coarse sand) , including making joints with or without grooves ( thickness of joints except at sharp curve shall not to more than 5 mm), including making drainage opening wherever required complete etc. as per direction of Engineer-in-charge ( length of finished kerb edging shall be measured for payment ). ( Precast C.C. kerb stone shall be approved by Engineer-in-Charge) |  | 81 | cum |  |  |  | Excess(+) | 1 | Full Conversion | INR | [40 empty] | #VALUE! | #VALUE! | #VALUE!
12.05 | 13.61.1 : Painting with synthetic enamel paint of approved brand and manufacture to give an even shade:Two or more coats on new work |  | 1080 | sqm |  |  |  | Excess(+) | 1 | Full Conversion | INR | [40 empty] | #VALUE! | #VALUE! | #VALUE!
13 | Landscaping works | [7 empty] | 1
13.01 | 30.2.2 : Supplying and stacking of good earth at site including royalty and carriage upto 5 k.m. lead complete (earth measured in stacks will be reduced by 20% for payment). |  | 540 | cum |  |  |  | Excess(+) | 1 | Full Conversion | INR | [40 empty] | #VALUE! | #VALUE! | #VALUE!
13.02 | 30.2.4.1 : Supplying and stacking at site dump manure from approved source, including carriage upto 5 k.m. lead complete (manure measured in stacks will be reduced by 8% for payment) :Screened through sieve of I.S. designation 20 mm |  | 67.5 | cum |  |  |  | Excess(+) | 1 | Full Conversion | INR | [40 empty] | #VALUE! | #VALUE! | #VALUE!
13.03 | 30.2.28 : Preparation of mounds of various size and shape by available excavated / supplied earth in layers not exceeding 20 cm in depth, breaking clods, watering of each layer, dressing etc., lead upto 50 meter and lift upto 1.5 m complete as per direction of Officer-in-charge. |  | 270 | cum |  |  |  | Excess(+) | 1 | Full Conversion | INR | [40 empty] | #VALUE! | #VALUE! | #VALUE!
13.04 | 30.2.9 : Mixing earth and sludge or manure in the required proportion specified or directed by the Officer-in-charge |  | 202.5 | cum |  |  |  | Excess(+) | 1 | Full Conversion | INR | [40 empty] | #VALUE! | #VALUE! | #VALUE!
13.05 | 30.2.8 : Spreading of sludge, dump manure and/or good earth in required thickness as per direction of officer-in-charge (cost of sludge, dump manure and/ or good earth to be paid separately). |  | 202.5 | cum |  |  |  | Excess(+) | 1 | Full Conversion | INR | [40 empty] | #VALUE! | #VALUE! | #VALUE!
13.06 | 30.2.33 : Providing and fixing Neelgiri/Mexican grass turf with earth 50mm to 60mm thickness of existing ground prepared with proper level and ramming with required tools wooden (Dhurmos) and than rolling the surface with light roller make the surface smoothen and even, watering with sprinkler |  | 1350 | sqm |  |  |  | Excess(+) | 1 | Full Conversion | INR | [40 empty] | #VALUE! | #VALUE! | #VALUE!
14 | CIVIL WORKS-Ladies Hostel | BI01010001010000000000000515BI0100001117 | [6 empty] | 1 | [45 empty] | 1.01 | Supplying, Conveying and fixing spls. Including eart | item1 | 123.223 | Nos
14.01 | 2.6.1 : Earth work in excavation by mechanical means (Hydraulic excavator)/manual means over areas (exceeding 30 cm in depth, 1.5 m in width as well as 10 sqm on plan) including disposal of excavated earth, lead up to 50 m and lift up to 1.5 m, disposed earth to be levelled and neatly dressed.All kinds of soil |  | 3031.454 | cum |  |  |  | Excess(+) | 1 | Full Conversion | INR | [40 empty] | #VALUE! | #VALUE! | #VALUE! | 1.02 | Construction of chamber for 100mm sluice plates | item2 | 213 | Nos
14.02 | 2.7.1 : Earth work in excavation by mechanical means (Hydraulic excavator )/ manual means over areas (exceeding 30 cm in depth, 1.5 m in width as well as 10 sqm on plan) including disposal of excavated earth, lead up to 50 m and lift up to 1.5 m, disposed earth to be levelled and neatly dressed.Ordinary rock |  | 2020.97 | cum |  |  |  | Excess(+) | 1 | Full Conversion | INR | [40 empty] | #VALUE! | #VALUE! | #VALUE! | 2 | Construction of chamber for 100mm sluices valve | item3 | 10 | Nos
14.03 | 2.8.1 : Earth work in excavation by mechanical means (Hydraulic excavator) /manual means in foundation trenches or drains (not exceeding 1.5 m in width or 10 sqm on plan), including dressing of sides and ramming of bottoms, lift up to 1.5 m, including getting out the excavated soil and disposal of surplus excavated soil as directed, within a lead of 50 m.All kinds of soil |  | 346.811 | cum |  |  |  | Excess(+) | 1 | Full Conversion | INR | [40 empty] | #VALUE! | #VALUE! | #VALUE!
14.04 | 2.9.1 : Excavation work by mechanical means (Hydraulic excavator) / manual means in foundation trenches or drains (not exceeding 1.5 m in width or 10 sqm on plan), including dressing of sides and ramming of bottoms, lift up to 1.5 m, including getting out the excavated soil and disposal of surplus excavated soils as directed, within a lead of 50 m.Ordinary rock |  | 86.703 | cum |  |  |  | Excess(+) | 1 | Full Conversion | INR | [40 empty] | #VALUE! | #VALUE! | #VALUE!
14.05 | 2.26.1 : Extra for every additional lift 1.5 m or part there of in excavation / banking excavated or stacked materials.All kinds of soil |  | 172.375 | cum |  |  |  | Excess(+) | 1 | Full Conversion | INR | [40 empty] | #VALUE! | #VALUE! | #VALUE!
14.06 | 2.26.2 : Extra for every additional lift 1.5 m or part there of in excavation / banking excavated or stacked materials.Ordinary or hard rock |  | 258.561 | cum |  |  |  | Excess(+) | 1 | Full Conversion | INR | [40 empty] | #VALUE! | #VALUE! | #VALUE!
14.07 | 2.25 : Filling available excavated earth (excluding rock) in trenches, plinth, sides of foundations etc. in layers not exceeding 20 cm in depth, consolidating each deposited layer by ramming and watering, lead up to 50 m and lift up to 1.5 m.Filling available excavated earth (excluding rock) in trenches, plinth, sides of foundation etc. in layers not exceeding 20 cm in depth, consolidating each deposited layer by ramming and watering, lead up to 50 m and lift up to 1.5 m. |  | 3378.265 | cum |  |  |  | Excess(+) | 1 | Full Conversion | INR | [40 empty] | #VALUE! | #VALUE! | #VALUE!
14.08 | 2.31 : Clearing jungle including uprooting of rank vegetation, grass, brush wood, trees and saplings of girth up to 30 cm measured at a height of 1 m above ground level and removal of rubbish up to a distance of 50 m outside the periphery of the area cleared |  | 2500 | sqm |  |  |  | Excess(+) | 1 | Full Conversion | INR | [40 empty] | #VALUE! | #VALUE! | #VALUE!
14.09 | 2.34.1 : Supplying chemical emulsion in sealed containers including delivery as specified.Chlorpyriphos / Lindane emulsifiable concentrate of 20% |  | 1067.865 | Litre |  |  |  | Excess(+) | 1 | Full Conversion | INR | [40 empty] | #VALUE! | #VALUE! | #VALUE!
14.1 | 2.35.3.1 : Diluting and injecting chemical emulsion for POST -CONSTRUCTIONAL anti-termite treatment (excluding the cost of chemical emulsion):Treatment of soil under existing floors using chemical emulsion @ one litre per hole, 300 mm apart including drilling 12 mm diameter holes and plugging with cement mortar 1:2 (1 cement : 2 coarse sand) to match the existing floor:With Chlorpyriphos/Lindane E.C. 20% with 1% concentration |  | 1941.572 | sqm |  |  |  | Excess(+) | 1 | Full Conversion | INR | [40 empty] | #VALUE! | #VALUE! | #VALUE!
14.11 | 4.11 : Providing and laying damp-proof course 50 mm thick with cement concrete 1:2:4(1 cement : 2 coarse sand : 4 graded stone aggregate 20 mm nominal size). |  | 172.302 | sqm |  |  |  | Excess(+) | 1 | Full Conversion | INR | [40 empty] | #VALUE! | #VALUE! | #VALUE!
14.12 | od243208/2024_2025 : Providing &amp; applying a coat of residual petroleum bitumen of grade of VG-10&lt;br&gt;of approved quality using 1.7kg per square metre on damp proof course after&lt;br&gt;cleaning the surface with brushes and finally with apiece of cloth lightly&lt;br&gt;soaked in kerosene oil. |  | 172.302 | sqm |  |  |  | Excess(+) | 1 | Full Conversion | INR | [40 empty] | #VALUE! | #VALUE! | #VALUE!
14.13 | 4.1.5 : Providing and laying in position cement concrete of specified grade excluding the cost of centering and shuttering - All work up to plinth level:1:3:6 (1 cement : 3 coarse sand : 6 graded stone aggregate 20 mm nominal size) |  | 345.221 | cum |  |  |  | Excess(+) | 1 | Full Conversion | INR | [40 empty] | #VALUE! | #VALUE! | #VALUE!
14.14 | 5.9.16.1 : Centering and shuttering including strutting, etc. and removal of form for:Edges of slabs and breaks in floors and wallsUnder 20 cm wide |  | 635.13 | metre |  |  |  | Excess(+) | 1 | Full Conversion | INR | [40 empty] | #VALUE! | #VALUE! | #VALUE!
14.15 | 5.9.1 : Centering and shuttering including strutting, etc. and removal of form for:Foundations, footings, bases of columns, etc for mass concrete |  | 675.892 | sqm |  |  |  | Excess(+) | 1 | Full Conversion | INR | [40 empty] | #VALUE! | #VALUE! | #VALUE!
14.16 | 5.9.19 : Centering and shuttering including strutting, etc. and removal of form for:Weather shade, Chajjas, corbels etc., including edges |  | 519.872 | sqm |  |  |  | Excess(+) | 1 | Full Conversion | INR | [40 empty] | #VALUE! | #VALUE! | #VALUE!
14.17 | 5.9.6 : Centering and shuttering including strutting, etc. and removal of form for:Columns, Pillars, Piers, Abutments, Posts and Struts |  | 2619.042 | sqm |  |  |  | Excess(+) | 1 | Full Conversion | INR | [40 empty] | #VALUE! | #VALUE! | #VALUE!
14.18 | 5.9.2 : Centering and shuttering including strutting, etc. and removal of form for:Walls (any thickness) including attached pilasters, butteresses, plinth and string courses etc. |  | 691.727 | sqm |  |  |  | Excess(+) | 1 | Full Conversion | INR | [40 empty] | #VALUE! | #VALUE! | #VALUE!
14.19 | 5.9.3 : Centering and shuttering including strutting, etc. and removal of form for:Suspended floors, roofs, landings, balconies and access platform |  | 6236.767 | sqm |  |  |  | Excess(+) | 1 | Full Conversion | INR | [40 empty] | #VALUE! | #VALUE! | #VALUE!
14.2 | 5.9.5 : Centering and shuttering including strutting, etc. and removal of form for:Lintels, beams, plinth beams, girders bressumers and cantilevers |  | 5056.673 | sqm |  |  |  | Excess(+) | 1 | Full Conversion | INR | [40 empty] | #VALUE! | #VALUE! | #VALUE!
14.21 | 5.9.7 : Centering and shuttering including strutting, etc. and removal of form for:Stairs, (excluding landings ) except spiral - staircases) |  | 223.142 | sqm |  |  |  | Excess(+) | 1 | Full Conversion | INR | [40 empty] | #VALUE! | #VALUE! | #VALUE!
14.22 | od243209/2024_2025 : Providing and fixing S.S fan clamp of 10mm dia in RCC slabs , beams including cost and conveyance of all materials,labour charges etc complete as directed by the Engineer - in - Charge at all levels |  | 330 | no |  |  |  | Excess(+) | 1 | Full Conversion | INR | [40 empty] | #VALUE! | #VALUE! | #VALUE!
14.23 | 5.22.6 : Steel reinforcement for R.C.C work including straightening, cutting, bending, placing in position and binding all complete upto plinth levelThermo - Mechanically Treated bars of grade Fe-500D or more |  | 55726.4 | kilogram |  |  |  | Excess(+) | 1 | Full Conversion | INR | [40 empty] | #VALUE! | #VALUE! | #VALUE!
14.24 | 5.22A.6 : Steel reinforcement for R.C.C work including straightening, cutting, bending, placing in position and binding all complete above plinth level.Thermo - Mechanically Treated bars of grade Fe-500D or more |  | 213096.391 | kg |  |  |  | Excess(+) | 1 | Full Conversion | INR | [40 empty] | #VALUE! | #VALUE! | #VALUE!
14.25 | 5.33.1 : Providing and laying in position machine batched and machine mixed design mix M-25 grade cement concrete for reinforced cement concrete work, using cement content as per approved design mix, including pumping of concrete to site of laying but excluding the cost of centering, shuttering, finishing and reinforcement, including admixtures in recommended proportions as per IS: 9103 to accelerate, retard setting of concrete, improve workability without impairing strength and durability as per direction of Engineer - in-charge. Note:- Cement content considered in this item is @ 330 kg/ cum. Excess or less cement used as per design mix is payable or recoverable separately.All work upto plinth level |  | 487.481 | cum |  |  |  | Excess(+) | 1 | Full Conversion | INR | [40 empty] | #VALUE! | #VALUE! | #VALUE!
14.26 | 5.33.2 : Providing and laying in position machine batched and machine mixed design mix M-25 grade cement concrete for reinforced cement concrete work, using cement content as per approved design mix, including pumping of concrete to site of laying but excluding the cost of centering, shuttering, finishing and reinforcement, including admixtures in recommended proportions as per IS: 9103 to accelerate, retard setting of concrete, improve workability without impairing strength and durability as per direction of Engineer - in-charge. Note:- Cement content considered in this item is @ 330 kg/ cum. Excess or less cement used as per design mix is payable or recoverable separately.All work above plinth level upto floor V level |  | 1590.861 | cum |  |  |  | Excess(+) | 1 | Full Conversion | INR | [40 empty] | #VALUE! | #VALUE! | #VALUE!
14.27 | 50.6.2.1 : Solid block masonry using pre cast solid blocks (Factory made) of size 30x20x15 cm or nearest available size confirming to IS 2185 part I of 1979 for foundation and plinth with thickness 15cm in: CM 1:6 ( 1 cement :6 coarse sand) etc complete |  | 66.632 | cum |  |  |  | Excess(+) | 1 | Full Conversion | INR | [40 empty] | #VALUE! | #VALUE! | #VALUE!
14.28 | 50.4.1.1 : Providing and laying in position cement concrete 1:2:4 ( 1 cement : 2 coarse sand : 4 graded stone aggregate 12.5 mm nominal size) up to floor five level excluding the cost of centering, shuttering, finishing for leveling coarse of floor and roof etc. |  | 113.984 | cum |  |  |  | Excess(+) | 1 | Full Conversion | INR | [40 empty] | #VALUE! | #VALUE! | #VALUE!
14.29 | 50.6.2.2 : Solid masonry using pre cast solid blocks (factory made) of size 30x20x15cm or nearest available size confirming to IS 2185 part I of 1979 for super structure up to floor two level with thickness 15cm in : CM 1:6 ( 1 cement : 6 coarse sand) etc complete |  | 688.606 | cum |  |  |  | Excess(+) | 1 | Full Conversion | INR | [40 empty] | #VALUE! | #VALUE! | #VALUE!
14.3 | 50.6.3.2 : Solid block masonry using pre cast solid blocks (Factory made) of size 40x20x10 cm or nearest available size confirming to IS 2185 part I of 1979 for super structure up to floor two level for 10 cm thick wall in : CM 1:6 ( 1 cement : 6 coarse sand) including cost of scaffolding complete |  | 66.782 | cum |  |  |  | Excess(+) | 1 | Full Conversion | INR | [40 empty] | #VALUE! | #VALUE! | #VALUE!
14.31 | 50.6.2.3 : Solid block masonry using pre cast solid blocks (Factory made) of size 30x20x15cm or nearest available size confirming to IS 2185 part I of 1979 for super structure above floor two level upto floor five level with thickness 15cm in : CM 1:6 ( 1 cement : 6 coarse sand) etc complete |  | 680.854 | cum |  |  |  | Excess(+) | 1 | Full Conversion | INR | [40 empty] | #VALUE! | #VALUE! | #VALUE!
14.32 | 13.1.1 : 12 mm cement plaster of mix:1:4 ( 1 cement : 4 fine sand) |  | 10277.471 | sqm |  |  |  | Excess(+) | 1 | Full Conversion | INR | [40 empty] | #VALUE! | #VALUE! | #VALUE!
14.33 | 13.8.1 : 15 mm cement plaster on rough side of single or half brick wall finished with a floating coat of neat cement of mix:1:3 ( 1 Cement : 3 fine sand) |  | 2531.466 | sqm |  |  |  | Excess(+) | 1 | Full Conversion | INR | [40 empty] | #VALUE! | #VALUE! | #VALUE!
14.34 | 13.16.1 : 6 mm cement plaster of mix:1:3 ( 1 cement : 3 fine sand) |  | 7475.543 | sqm |  |  |  | Excess(+) | 1 | Full Conversion | INR | [40 empty] | #VALUE! | #VALUE! | #VALUE!
14.35 | 13.5.1 : 15 mm cement plaster on rough side of single or half brick wall of mix:1:4 ( 1 Cement : 4 coarse sand) |  | 4543.859 | sqm |  |  |  | Excess(+) | 1 | Full Conversion | INR | [40 empty] | #VALUE! | #VALUE! | #VALUE!
14.36 | 22.5 : Providing and laying water proofing treatment in sunken portion of WCs, bathroom etc., by applying cement slurry mixed with water proofing cement compound consisting of applying : a) First layer of slurry of cement @ 0.488 kg/sqm mixed with water proofing cement compound @ 0.253 kg/sqm. This layer will be allowed to air cure for 4 hours. b) Second layer of slurry of cement @ 0.242 kg /sqm mixed with water proofing cement compound @ 0.126 kg/ sqm. This layer will be allowed to air cure for 4 hours followed with water curing for 48 hours. The rate includes preparation of surface, treatment and sealing of all joints, corners, junctions of pipes and masonry with polymer mixed slurry. |  | 276.627 | sqm |  |  |  | Excess(+) | 1 | Full Conversion | INR | [40 empty] | #VALUE! | #VALUE! | #VALUE!
14.37 | od243210/2024_2025 : Brick jelly Concrete in Cement Mortar 1:3:6 using 40 mm broken bricks including cost,conveyance,labour charges etc. ... complete as per the direction from Engineer in Charge |  | 33.59 | cum |  |  |  | Excess(+) | 1 | Full Conversion | INR | [40 empty] | #VALUE! | #VALUE! | #VALUE!
14.38 | 22.6 : Providing and laying water proofing treatment on roofs of slabs by applying cement slurry mixed with water proofing cement compound consisting of applying : a) after surface preparation, first layer of slurry of cement @ 0.488 kg/ sqm mixed with water proofing cement compound @ 0.253 kg/ sqm. laying second layer of fibre glass cloth when the first layer is still green. Overlaps of joints of fibre cloth should not be less than 10 cm. c) third layer of 1.5 mm thickness consisting of slurry of cement @ 1.289 kg/ sqm mixed with water proofing cement compound @ 0.670 kg/sqm and coarse sand @ 1.289 kg/sqm. This will be allowed to air cure for 4 hours followed by water curing for 48 hours. The entire treatment will be taken upto 30 cm on parapet wall and tucked into groove in parapet all around. d) fourth and final layer of brick tilling with cement mortar (which will be paid for separately. For the purpose of measurement the entire treated surface will be measured) |  | 1956.117 | sqm |  |  |  | Excess(+) | 1 | Full Conversion | INR | [40 empty] | #VALUE! | #VALUE! | #VALUE!
14.39 | 11.46.3 : Providing and laying Vitrified tiles indifferent sizes (thickness to be specified by manufacturer), with water absorption less than 0.08 % and conforming to I.S. 15622, of approved make, in all colours & shade, in skirting, riser of steps, over 12 mm thick bed of cement mortar 1:3 (1 cement : 3 coarse sand), including grouting the joint with white cement & matching pigments etc. complete.Size of Tile 800 x 800 mm |  | 397.239 | sqm |  |  |  | Excess(+) | 1 | Full Conversion | INR | [40 empty] | #VALUE! | #VALUE! | #VALUE!
14.4 | 11.41.3 : Providing and laying vitrified floor tiles in different sizes (thickness to be specified by the manufacturer) with water absorption less than 0.08% and conforming to IS : 15622, of approved make, in all colours and shades, laid on 20 mm thick cement mortar 1:4(1 cement : 4 coarse sand), including grouting the joints with white cement and matching pigments etc., complete.Size of Tile 800x 800 mm |  | 5282.07 | sqm |  |  |  | Excess(+) | 1 | Full Conversion | INR | [40 empty] | #VALUE! | #VALUE! | #VALUE!
14.41 | 11.48.3 : Grouting the joints of flooring tiles having joints of 3 mm width, using epoxy grout mix 0.70 kg of organic coated filler of desired shade (0.10 kg of hardener and 0.20 kg of resin per kg). including filling /grouting and finishing complete as per direction of Engineer-in-charge.Size of Tile 800x800mm |  | 5679.309 | sqm |  |  |  | Excess(+) | 1 | Full Conversion | INR | [40 empty] | #VALUE! | #VALUE! | #VALUE!
14.42 | 16.89 : Providing and laying matt finished vitrified tile of size 300x300x9.8mm having with water absorption less than 0.5% and conforming to IS: 15622 of approved make in all colours and shades in for outdoor floors such as footpath, court yard, multi models location etc., laid on 20mm thick base of cement mortar 1:4 (1 cement : 4 coarse sand) in all shapes & patterns including grouting the joints with white cement mixed with matching pigments etc. complete as per direction of Engineer-in-Charge. |  | 536.74 | sqm |  |  |  | Excess(+) | 1 | Full Conversion | INR | [40 empty] | #VALUE! | #VALUE! | #VALUE!
14.43 | od246885/2024_2025 : Providing and laying vitrified wall tiles in different sizes (thickness to be specified by the manufacturer) with water absorption less than 0.08% and conforming to IS : 15622, of approved make, in all colours and shades, laid on 12 mm thick cement mortar 1:4(1 cement : 4 coarse sand), including grouting the joints with white cement and matching pigments etc., complete.&lt;br&gt;Size of Tile 600 x 600 mm. |  | 1112.211 | sqm |  |  |  | Excess(+) | 1 | Full Conversion | INR | [40 empty] | #VALUE! | #VALUE! | #VALUE!
14.44 | 8.2.2.2 : Providing and fixing 18 mm thick gang saw cut, mirror, polished, premoulded and prepolished, machine cut for kitchen platforms, vanity counters, window sills, facias and similar locations, of required size, approved shade, colour and texture laid over 20 mm thick base cement mortar 1:4 ( 1 cement : 4 coarse sand), joints treated with white cement, mixed with matching pigment, epoxy touch ups, including rubbing, curing, moulding and polishing to edges to give high gloss finish etc. complete at all levels.Area of slab over 0.50 sqm |  | 414.737 | sqm |  |  |  | Excess(+) | 1 | Full Conversion | INR | [40 empty] | #VALUE! | #VALUE! | #VALUE!
14.45 | 21.3.1 : Providing and fixing glazing in aluminium door, window, ventilator shutters and partitions etc. with EPDM rubber / neoprene gasket etc. complete as per the architectural drawings and the directions of Engineer - in -Charge. ( Cost of aluminium snap beading shall be paid in basic item):With float glass panes of 4.0 mm thickness |  | 505.502 | sqm |  |  |  | Excess(+) | 1 | Full Conversion | INR | [40 empty] | #VALUE! | #VALUE! | #VALUE!
14.46 | 9.147D.1 : Providing and fixing factory made uPVC white colour sliding glazed window upto 1.50 m in height dimension comprising of uPVC multi-chambered frame with in-built roller track and sash extruded profiles duly reinforced with 1.60 +/- 0.2 mm thick galvanized mild steel section made from roll forming process of required length (shape & size according to uPVC profile), appropriate dimension of uPVC extruded glazing beads and uPVC extruded interlocks, EPDM gasket, wool pile, zinc alloy (white powder coated) touch locks with hook, zinc alloy body with single nylon rollers (weight bearing capacity to be 40 kg), G.I fasteners 100 x 8 mm size for fixing frame to finished wall and necessary stainless steel screws etc. Profile of frame & sash shall be mitred cut and fusion welded at all corners, including drilling of holes for fixing hardware's and drainage of water etc. After fixing frame the gap between frame and adjacent finished wall shall be filled with weather proof silicon sealent over backer rod of required size and of approved quality, all complete as per approved drawing & direction of Engineer-in-Charge. (Single / double glass panes, wire mesh and silicon sealent shall be paid separately) Note: For uPVC frame and sash extruded profiles minus 5% tolerance in dimension i.e. in depth & width of profile shall be acceptable.Two track two panels sliding window made of (small series) frame 52 x 44 mm & sash 32 x 60 mm both having wall thickness of 1.9 +/- 0.2 mm and single glazing bead of appropriate dimension. (Area of window upto 1.75 sqm) |  | 17.28 | sqm |  |  |  | Excess(+) | 1 | Full Conversion | INR | [40 empty] | #VALUE! | #VALUE! | #VALUE!
14.47 | 9.147D.3 : Providing and fixing factory made uPVC white colour sliding glazed window upto 1.50 m in height dimension comprising of uPVC multi-chambered frame with in-built roller track and sash extruded profiles duly reinforced with 1.60 +/- 0.2 mm thick galvanized mild steel section made from roll forming process of required length (shape & size according to uPVC profile), appropriate dimension of uPVC extruded glazing beads and uPVC extruded interlocks, EPDM gasket, wool pile, zinc alloy (white powder coated) touch locks with hook, zinc alloy body with single nylon rollers (weight bearing capacity to be 40 kg), G.I fasteners 100 x 8 mm size for fixing frame to finished wall and necessary stainless steel screws etc. Profile of frame & sash shall be mitred cut and fusion welded at all corners, including drilling of holes for fixing hardware's and drainage of water etc. After fixing frame the gap between frame and adjacent finished wall shall be filled with weather proof silicon sealent over backer rod of required size and of approved quality, all complete as per approved drawing & direction of Engineer-in-Charge. (Single / double glass panes, wire mesh and silicon sealent shall be paid separately) Note: For uPVC frame and sash extruded profiles minus 5% tolerance in dimension i.e. in depth & width of profile shall be acceptable.Two track two panels sliding window made of (big series) frame 67 x 50 mm & sash 46 x 62 mm both having wall thickness of 2.3 +/- 0.2 mm and single glazing bead / double glazing bead of appropriate dimension . (Area of window above 1.75 sqm upto 2.50 sqm). |  | 564.75 | sqm |  |  |  | Excess(+) | 1 | Full Conversion | INR | [40 empty] | #VALUE! | #VALUE! | #VALUE!
14.48 | 21.19.1 : Filling the gap in between aluminium/ stone/ wood frame and adjacent RCC/ Brick/ Stone/ wood/ Ceramic/ Gypsum work by providing weather/structural non sag elastomeric PU sealant over backer rod of approved quality as per architectural drawings and direction of Engineer-in-charge complete, complying to ASTM C920, DIN 18540-F & ISO 11600Upto 5 mm depth and 5 mm width |  | 1627.8 | metre |  |  |  | Excess(+) | 1 | Full Conversion | INR | [40 empty] | #VALUE! | #VALUE! | #VALUE!
14.49 | 10.28 : Providing and fixing stainless steel (Grade 304) railing made of Hollow tubes, channels, plates etc., including welding, grinding, buffing, polishing and making curvature (wherever required) and fitting the same with necessary stainless steel nuts and bolts complete, i/c fixing the railing with necessary accessories & stainless steel dash fasteners, stainless steel bolts etc., of required size on the top of the floor or the side of waist slab with suitable arrangement as per approval of Engineer-in-charge, (for payment purpose only weight of stainless steel members shall be considered excluding fixing accessories such as nuts, bolts, fasteners etc.) |  | 3227.5 | kg |  |  |  | Excess(+) | 1 | Full Conversion | INR | [40 empty] | #VALUE! | #VALUE! | #VALUE!
14.5 | 13.43.1 : Applying one coat of water thinnable cement primer of approved brand and manufacture on wall surface:Water thinnable cement primer |  | 18771.679 | sqm |  |  |  | Excess(+) | 1 | Full Conversion | INR | [40 empty] | #VALUE! | #VALUE! | #VALUE!
14.51 | 13.45.1 : Finishing walls with textured exterior pint of required shade:New work (Two or more coats applied @ 3.28 ltr/ 10 sqm ) over and including priming coat of exterior primer applied @ 2.20 kg/ 10 sqm |  | 3236.644 | sqm |  |  |  | Excess(+) | 1 | Full Conversion | INR | [40 empty] | #VALUE! | #VALUE! | #VALUE!
14.52 | 13.47.1 : Finishing walls with Premium Acrylic Smooth exterior paint with Silicone additives of required shade:New work (Two or more coats applied @ 1.43 ltr/ 10 sqm over and including priming coat of exterior primer applied @ 2.20 kg/ 10 sqm) |  | 1445.18 | sqm |  |  |  | Excess(+) | 1 | Full Conversion | INR | [40 empty] | #VALUE! | #VALUE! | #VALUE!
14.53 | 13.60.1 : Wall painting with acrylic emulsion paint of approved brand and manufacture to give an even shade:Two or more coats on new work |  | 18771.69 | sqm |  |  |  | Excess(+) | 1 | Full Conversion | INR | [40 empty] | #VALUE! | #VALUE! | #VALUE!
14.54 | 13.68.1 : French spirit polishing:Two or more coats on new works including a coat of wood filler |  | 491.537 | sqm |  |  |  | Excess(+) | 1 | Full Conversion | INR | [40 empty] | #VALUE! | #VALUE! | #VALUE!
14.55 | 9.1.1 : Providing wood work in frames of doors, windows, clerestory windows and other frames, wrought framed and fixed in position with hold fast lugs or with dash fasteners of required dia & length (hold fast lugs or dash fastener shall be paid for separately).Second class teak wood |  | 3.419 | cum |  |  |  | Excess(+) | 1 | Full Conversion | INR | [40 empty] | #VALUE! | #VALUE! | #VALUE!
14.56 | 9.53 : Providing 40x5 mm flat iron hold fast 40 cm long including fixing to frame with 10 mm diameter bolts, nuts and wooden plugs and embeddings in cement concrete block 30x10x15 cm 1:3:6 mix ( 1 cement : 3 coarse sand : 6 graded stone aggregate 20 mm nominal size) |  | 500 | each |  |  |  | Excess(+) | 1 | Full Conversion | INR | [40 empty] | #VALUE! | #VALUE! | #VALUE!
14.57 | 9.5.1.2 : Providing and fixing panelled or panelled and glazed shutters for shutters for doors, windows and clerestory windows, including ISI marked M.S. pressed butt hinges bright finished of required size with necessery screws, excluding panelling which will be paid for separately, all complete as per direction of Engineer - in-charge.Providing and fixing panelled or panelled and glazed shutters for doors, windows and clerestory windows fixing with butt hinges of required size with necessary screws, excluding panelling which will be paid for separately, all complete as per direction of Engineer-in-charge. (Note:- Butt hinges and necessary screws shall be paid separately) Second class teak wood 30 mm thick shutters |  | 190.808 | sqm |  |  |  | Excess(+) | 1 | Full Conversion | INR | [40 empty] | #VALUE! | #VALUE! | #VALUE!
14.58 | 9.7.1 : Providing and fixing panelling or panelling and glazing in panelled or panelled and glazed shutters for doors, windows and clerestory windows (Area of opening for panel inserts excluding portion inside grooves or rebates to be measured), Panelling for panelled or panelled and glazed shutters 25 mm to 40 mm thick:Second class teak wood |  | 123.945 | sqm |  |  |  | Excess(+) | 1 | Full Conversion | INR | [40 empty] | #VALUE! | #VALUE! | #VALUE!
14.59 | 9.48.2 : Providing and fixing M.S. Grills of required pattern in frames of windows etc. with M.S. flats, square or round bars etc. including priming coat with approved steel primer all complete.Fixed to openings/ wooden frames with rawl plugs screws etc |  | 8698.05 | kg |  |  |  | Excess(+) | 1 | Full Conversion | INR | [40 empty] | #VALUE! | #VALUE! | #VALUE!
14.6 | 9.70.1 : Providing and fixing IS : 12817 marked stainless steel butt hinges with stainless steel screws etc. complete:125x64x1.90 mm |  | 366 | no |  |  |  | Excess(+) | 1 | Full Conversion | INR | [40 empty] | #VALUE! | #VALUE! | #VALUE!
14.61 | 9.76 : Providing and fixing bright finished brass 100 mm mortice latch and lock with 6 levers and a pair of lever handles of approved quality with necessary screws etc. complete. |  | 81 | no |  |  |  | Excess(+) | 1 | Full Conversion | INR | [40 empty] | #VALUE! | #VALUE! | #VALUE!
14.62 | 9.84 : Providing and fixing aluminium extruded section body tubular type universal hydraulic door closer (having brand logo with ISI, IS : 3564, embossed on the body, door weight upto 36 kg to 80 kg and door width form 701 mm to 1000 mm), with double speed adjustment with necessary accessories and screws etc. complete. |  | 88 | no |  |  |  | Excess(+) | 1 | Full Conversion | INR | [40 empty] | #VALUE! | #VALUE! | #VALUE!
14.63 | 10.2 : Structural steel work riveted, bolted or welded in built up sections, trusses and framed work, including cutting, hoisting, fixing in position and applying a priming coat of approved steel primer all complete. |  | 2310 | kg |  |  |  | Excess(+) | 1 | Full Conversion | INR | [40 empty] | #VALUE! | #VALUE! | #VALUE!
14.64 | 50.12.2.4 : Providing & fixing Poly carbonate multi wall plain sheet 6 mm thick as approved by the Engineer in charge and should be supplied in a single length of 12m or as decide by the Engineer in charge. The sheets shall be fixed using self drilling/self tapping screw of size (5.5x55mm) with EPDM seal complete upto any pitch in horizontal/vertical curved surfaces, but excluding the cost of purlins, rafters, trusses, and including cutting to size and shapes where ever required. |  | 167.2 | sqm |  |  |  | Excess(+) | 1 | Full Conversion | INR | [40 empty] | #VALUE! | #VALUE! | #VALUE!
14.65 | 9.97.1 : Providing and fixing aluminium tower bolts, ISI marked, anodised(anodic coating not less than grade AC 10 as per : 1868), transparent or dyed to required colour or shade, with necessary screws complete:300x10 mm |  | 176 | no |  |  |  | Excess(+) | 1 | Full Conversion | INR | [40 empty] | #VALUE! | #VALUE! | #VALUE!
14.66 | 9.100.1 : Providing and fixing aluminium handles, ISI marked, anodised (anodic coating not less than grade AC 10 as per IS : 1868) transparent or dyed to required colour or shade, with necessary screws etc. complete:125 mm |  | 88 | no |  |  |  | Excess(+) | 1 | Full Conversion | INR | [40 empty] | #VALUE! | #VALUE! | #VALUE!
14.67 | 9.101.1 : Providing and fixing aluminium hanging floor door stopper, ISI marked, anodised (anodic coating not less than grade AC 10 as per IS: 1868) transparent or dyed to required colour and shade, with necessary screws etc. complete.Single rubber stopper |  | 88 | no |  |  |  | Excess(+) | 1 | Full Conversion | INR | [40 empty] | #VALUE! | #VALUE! | #VALUE!
14.68 | 9.105.2 : Providing and fixing partition upto ceiling height consisting of G.I. frame and required board, including providing and fixing of frame work made of special section power pressed/ roll form G.I. sheet with Zinc coating of 120 gms/ (both side inclusive), consisting of floor and ceiling channel 50 mm wide having equal flanges of 32 mm and 0.50 mm thick, fixed to the floor and ceiling at the spacing of 610 mm centre to centre with dash fastener of 12.5 mm dia meter 50 mm length or suitable anchor fastener or metal screws with nylon plugs and the studs 48 mm wide having one flange of 34 mm and other flange 36 mm and 0.50 mm thick fixed vertically within flanges of floor and ceiling channel and placed at a spacing of 610 mm centre to centre by 6 mm dia bolts and nuts, including fixing of studs along both ends of partition fixed flush to wall with suitable anchor fastener or metal screws with nylon plugs at spacing of 450 mm centre to centre, and fixing of boards to both side of frame work by 25 mm long dry wall screws on studs, floor and ceiling channels at the spacing of 300 mm centre to centre. The boards are to be fixed to the frame work with joints staggered to avoid through cracks, M.S. fixing channel of 99 mm width (0.9 mm thick having two flanges of 9.5 mm each) to be provided at the horizontal joints of two boards, fixed to the studs using metal to metal flat head screws, including jointing and finishing to a flush finish with recommended jointing compound, jointing tape, angle beads at corners (25 mm x 25 mm x0.5 mm), joint finisher and two coats of primer suitable for board as per manufacture's specification and direction of engineer in charge all complete.75 mm overall thickness partition with 12.5 mm thick double skin tapered edged plain Gypsum board conforming to IS : 2095 : part I |  | 360 | sqm |  |  |  | Excess(+) | 1 | Full Conversion | INR | [40 empty] | #VALUE! | #VALUE! | #VALUE!
14.69 | 9.121 : Providing and fixing Fiber Glass Reinforced plastic (FRP) Door Frames of cross- section 90 mm x 45 mm having single rebate of 32 mm x 15 mm to receive shutter of 30 mm thickness. The laminated shall be moulded with fire resistant grade unsaturated polyester resin and chopped mat. Door frame laminate shall be 2 mm thick and shall be filled with suitable wooden block in all the three legs. The frame shall be covered with fiber glass from all sides. M.S. stay shall be provided at the bottom to steady the frame. |  | 320 | metre |  |  |  | Excess(+) | 1 | Full Conversion | INR | [40 empty] | #VALUE! | #VALUE! | #VALUE!
14.7 | 9.122.1 : Providing and fixing to existing door frames.30 mm thick Glas Fibre Reinforced Plastic (FRP) panelled door shutter of required colour and approved brand and manufacture, made with fire - retardant grade unsaturated polyester resin, moulded to 3 mm thick FRP laminate for forming hollow rails and styles, with wooden frame and suitable blocks of seasoned wood inside at required places for fixing of fittings, cast monolithically with 5 mm thick FRP laminate for panels conforming to IS : 14856, including fixing to frames. |  | 97.563 | sqm |  |  |  | Excess(+) | 1 | Full Conversion | INR | [40 empty] | #VALUE! | #VALUE! | #VALUE!
15 | PLUMBING WORKS | [7 empty] | 1
15.01 | 17.1.1 : Providing and fixing water closet squatting pan (Indian type W.C. pan) with 100 mm Sand Cast Iron P or S trap, 10 litter low level white P.V.C.flushing cistern, including flush pipe, manually controlled device (handle lever) conforming to IS : 7231, with all fittings and fixtures complete, including cutting and making good the walls and floors wherever require:White Vitreous china Orissa pattern W.C. pan of size 580x440 mm with integral type foot rests |  | 8 | each |  |  |  | Excess(+) | 1 | Full Conversion | INR | [40 empty] | #VALUE! | #VALUE! | #VALUE!
15.02 | 17.3.1 : Providing and fixing white vitreous china pedestal type water closet (European type) with seat and lid, 10 litre low level white vitreous china flushing cistern & C.P. flush bend with fittings & C.I. brackets, 40 mm flush bend, overflow arrangement with specials of standard make and mosquito proof coupling of approved municipal design complete, including painting of fittings and brackets, cutting and making good the walls and floors wherever required :W.C. pan with ISI marked white solid plastic seat and lid |  | 33 | each |  |  |  | Excess(+) | 1 | Full Conversion | INR | [40 empty] | #VALUE! | #VALUE! | #VALUE!
15.03 | 17.78 : Providing and fixing white vitreous china extended wall mounting water closet of size 780x370x690 mm of approved shape including providing & fixing white vitreous china cistern with dual flush fitting, of flushing capacity 3 litre/6 litre (adjustable to 4 litre /8 litres), including seat cover, and cistern fittings, nuts bolts and gasket etc complete. |  | 3 | each |  |  |  | Excess(+) | 1 | Full Conversion | INR | [40 empty] | #VALUE! | #VALUE! | #VALUE!
15.04 | od247233/2024_2025 : Providing and fixing L-shaped stationary stainless steel grab bar of standard length&lt;br&gt;and approved make as per the direction of Engineer in charge for providing in toilets and urinals for using&lt;br&gt;the persons with disabilities including cost of materials, fixing charges etc complete |  | 9 | each |  |  |  | Excess(+) | 1 | Full Conversion | INR | [40 empty] | #VALUE! | #VALUE! | #VALUE!
15.05 | od247234/2024_2025 : Providing and fixing U-shaped moveable stainless steel grab bar of standard length&lt;br&gt;and approved make as per the direction of Engineer in charge for providing in toilets and urinals for using the persons with disabilities including cost of materials, fixing charges etc complete |  | 6 | each |  |  |  | Excess(+) | 1 | Full Conversion | INR | [40 empty] | #VALUE! | #VALUE! | #VALUE!
15.06 | od247235/2024_2025 : Providing and fixing special type chest support stainless steel grab bar for urinals in&lt;br&gt;which the front bar have 100mm long for chest support and side U shaped bars of length 600mm is provided&lt;br&gt;for user to hold on while standing etc including cost of materials and conveyance etc complete. |  | 6 | each |  |  |  | Excess(+) | 1 | Full Conversion | INR | [40 empty] | #VALUE! | #VALUE! | #VALUE!
15.07 | 17.7.4 : Providing and fixing wash basin with C.I. brackets, 15 mm C.P. brass pillar taps, 32 mm C.P. brass waste of standard pattern, including painting of fittings and brackets, cutting and making good the walls wherever require:White Vitreous China Flat back wash basin size 550x400mm with single 15 mm C.P.brass pillar taps |  | 39 | each |  |  |  | Excess(+) | 1 | Full Conversion | INR | [40 empty] | #VALUE! | #VALUE! | #VALUE!
15.08 | 17.7.11 : Providing and fixing wash basin with C.I. brackets, 15 mm C.P. brass pillar taps, 32 mm C.P. brass waste of standard pattern, including painting of fittings and brackets, cutting and making good the walls wherever require:Stainless Steel AISI - 304 (18/8) Wash basin 530 x 345 mm with single 15mm C.P. brass pillar tap |  | 1 | each |  |  |  | Excess(+) | 1 | Full Conversion | INR | [40 empty] | #VALUE! | #VALUE! | #VALUE!
15.09 | 17.71 : Providing and fixing PTMT liquid soap container 109 mm wide, 125 mm high and 112 mm distance from wall of standard shape with bracket of the same materials with snap fittings of approved quality and colour, weighing not less than 105 gms |  | 35 | each |  |  |  | Excess(+) | 1 | Full Conversion | INR | [40 empty] | #VALUE! | #VALUE! | #VALUE!
15.1 | 17.73.2 : Providing and fixing PTMT towel rail complete with brackets fixed to wooden cleats with CP brass screws with concealed fitting arrangement of approved quality and colour600 mm long towel rail with total length of 645 mm, width 78 mm and effective height of 88 mm, weighting not less than 190 gms |  | 35 | no |  |  |  | Excess(+) | 1 | Full Conversion | INR | [40 empty] | #VALUE! | #VALUE! | #VALUE!
15.11 | 18.7.2 : Providing and fixing Chlorinated Polyvinyl Chloride (CPVC) pipes, having thermal stability for hot & cold water supply, including all CPVC plain & brass threaded fittings including fixing the pipe with clamps at 1.00 m spacing. This includes jointing of pipes & fittings with one step CPVC solvent cement and testing of joints complete as per direction of Engineer -in-Charge. Internal work - Exposed on wall20 mm nominal outer dia pipes |  | 195 | metre |  |  |  | Excess(+) | 1 | Full Conversion | INR | [40 empty] | #VALUE! | #VALUE! | #VALUE!
15.12 | 18.7.3 : Providing and fixing Chlorinated Polyvinyl Chloride (CPVC) pipes, having thermal stability for hot & cold water supply, including all CPVC plain & brass threaded fittings including fixing the pipe with clamps at 1.00 m spacing. This includes jointing of pipes & fittings with one step CPVC solvent cement and testing of joints complete as per direction of Engineer -in-Charge. Internal work - Exposed on wall25 mm nominal outer dia pipes |  | 195 | metre |  |  |  | Excess(+) | 1 | Full Conversion | INR | [40 empty] | #VALUE! | #VALUE! | #VALUE!
15.13 | 18.7.4 : Providing and fixing Chlorinated Polyvinyl Chloride (CPVC) pipes, having thermal stability for hot & cold water supply, including all CPVC plain & brass threaded fittings including fixing the pipe with clamps at 1.00 m spacing. This includes jointing of pipes & fittings with one step CPVC solvent cement and testing of joints complete as per direction of Engineer -in-Charge. Internal work - Exposed on wall32 mm nominal outer dia pipes |  | 120 | metre |  |  |  | Excess(+) | 1 | Full Conversion | INR | [40 empty] | #VALUE! | #VALUE! | #VALUE!
15.14 | 18.7.5 : Providing and fixing Chlorinated Polyvinyl Chloride (CPVC) pipes, having thermal stability for hot & cold water supply, including all CPVC plain & brass threaded fittings including fixing the pipe with clamps at 1.00 m spacing. This includes jointing of pipes & fittings with one step CPVC solvent cement and testing of joints complete as per direction of Engineer -in-Charge. Internal work - Exposed on wall40 mm nominal outer dia pipes |  | 100 | metre |  |  |  | Excess(+) | 1 | Full Conversion | INR | [40 empty] | #VALUE! | #VALUE! | #VALUE!
15.15 | 18.8.2 : Providing and fixing Chlorinated Polyvinyl Chloride (CPVC) pipes, having thermal stability for hot & cold water supply, including all CPVC plain & brass threaded fittings i/c fixing the pipe with clamps at 1.00 m spacing. This includes jointing of pipes& fittings, with one step CPVC solvent cement and the cost of cutting chases and making good the same including testing of joints complete as per direction of Engineer-in-Charge. Concealed work, including cutting chases and making good the wall etc.20 mm nominal outer dia pipes |  | 110 | metre |  |  |  | Excess(+) | 1 | Full Conversion | INR | [40 empty] | #VALUE! | #VALUE! | #VALUE!
15.16 | 18.8.3 : Providing and fixing Chlorinated Polyvinyl Chloride (CPVC) pipes, having thermal stability for hot & cold water supply, including all CPVC plain & brass threaded fittings i/c fixing the pipe with clamps at 1.00 m spacing. This includes jointing of pipes& fittings, with one step CPVC solvent cement and the cost of cutting chases and making good the same including testing of joints complete as per direction of Engineer-in-Charge. Concealed work, including cutting chases and making good the wall etc.25 mm nominal outer dia pipes |  | 140 | metre |  |  |  | Excess(+) | 1 | Full Conversion | INR | [40 empty] | #VALUE! | #VALUE! | #VALUE!
15.17 | 18.8.4 : Providing and fixing Chlorinated Polyvinyl Chloride (CPVC) pipes, having thermal stability for hot & cold water supply, including all CPVC plain & brass threaded fittings i/c fixing the pipe with clamps at 1.00 m spacing. This includes jointing of pipes& fittings, with one step CPVC solvent cement and the cost of cutting chases and making good the same including testing of joints complete as per direction of Engineer-in-Charge. Concealed work, including cutting chases and making good the wall etc.32 mm nominal outer dia pipes |  | 80 | metre |  |  |  | Excess(+) | 1 | Full Conversion | INR | [40 empty] | #VALUE! | #VALUE! | #VALUE!
15.18 | 18.9.4 : Providing and fixing Chlorinated Polyvinyl Chloride (CPVC) pipes, having thermal stability for hot & cold water supply including all CPVC plain & brass threaded fittings. This includes jointing of pipes & fittings with one step CPVC solvent cement, trenching , refilling & testing of joints complete as per direction of Engineer- in-Charge. External work32 mm nominal outer dia pipes |  | 60 | metre |  |  |  | Excess(+) | 1 | Full Conversion | INR | [40 empty] | #VALUE! | #VALUE! | #VALUE!
15.19 | 18.9.5 : Providing and fixing Chlorinated Polyvinyl Chloride (CPVC) pipes, having thermal stability for hot & cold water supply including all CPVC plain & brass threaded fittings. This includes jointing of pipes & fittings with one step CPVC solvent cement, trenching , refilling & testing of joints complete as per direction of Engineer- in-Charge. External work40 mm nominal outer dia pipes |  | 100 | metre |  |  |  | Excess(+) | 1 | Full Conversion | INR | [40 empty] | #VALUE! | #VALUE! | #VALUE!
15.2 | 18.9.6 : Providing and fixing Chlorinated Polyvinyl Chloride (CPVC) pipes, having thermal stability for hot & cold water supply including all CPVC plain & brass threaded fittings. This includes jointing of pipes & fittings with one step CPVC solvent cement, trenching , refilling & testing of joints complete as per direction of Engineer- in-Charge. External work50 mm nominal outer dia pipes |  | 100 | metre |  |  |  | Excess(+) | 1 | Full Conversion | INR | [40 empty] | #VALUE! | #VALUE! | #VALUE!
15.21 | 18.17.1 : Providing and fixing gun metal gate valve with C.I. wheel of approved quality (screwed end) :25 mm nominal bore |  | 8 | each |  |  |  | Excess(+) | 1 | Full Conversion | INR | [40 empty] | #VALUE! | #VALUE! | #VALUE!
15.22 | 18.17.2 : Providing and fixing gun metal gate valve with C.I. wheel of approved quality (screwed end) :32 mm nominal bore |  | 3 | each |  |  |  | Excess(+) | 1 | Full Conversion | INR | [40 empty] | #VALUE! | #VALUE! | #VALUE!
15.23 | 18.17.3 : Providing and fixing gun metal gate valve with C.I. wheel of approved quality (screwed end) :40 mm nominal bore |  | 1 | each |  |  |  | Excess(+) | 1 | Full Conversion | INR | [40 empty] | #VALUE! | #VALUE! | #VALUE!
15.24 | 18.17.4 : Providing and fixing gun metal gate valve with C.I. wheel of approved quality (screwed end) :50 mm nominal bore |  | 5 | each |  |  |  | Excess(+) | 1 | Full Conversion | INR | [40 empty] | #VALUE! | #VALUE! | #VALUE!
15.25 | 18.17.5 : Providing and fixing gun metal gate valve with C.I. wheel of approved quality (screwed end) :65 mm nominal bore |  | 2 | each |  |  |  | Excess(+) | 1 | Full Conversion | INR | [40 empty] | #VALUE! | #VALUE! | #VALUE!
15.26 | 18.17.6 : Providing and fixing gun metal gate valve with C.I. wheel of approved quality (screwed end) :80 mm nominal bore |  | 1 | each |  |  |  | Excess(+) | 1 | Full Conversion | INR | [40 empty] | #VALUE! | #VALUE! | #VALUE!
15.27 | 18.17.1A : Providing and fixing gun metal gate valve with C.I. wheel of approved quality (screwed end) :20 mm nominal bore |  | 2 | no |  |  |  | Excess(+) | 1 | Full Conversion | INR | [40 empty] | #VALUE! | #VALUE! | #VALUE!
15.28 | 18.50.1 : Providing and fixing C.P brass long nose bib cock of approved quality conforming to IS standards and weighing not less than 810 gms.15 mm nominal bore |  | 102 | each |  |  |  | Excess(+) | 1 | Full Conversion | INR | [40 empty] | #VALUE! | #VALUE! | #VALUE!
15.29 | 18.52.1 : Providing and fixing C.P brass stop cock ( concealed) of standard design and of approved make conforming to IS: 893115 mm nominal bore |  | 100 | each |  |  |  | Excess(+) | 1 | Full Conversion | INR | [40 empty] | #VALUE! | #VALUE! | #VALUE!
15.3 | 18.53.1 : Providing and fixing C.P. brass angle valve for basin mixer and geyser points of approved quality conforming to IS: 893115 mm nominal bore |  | 123 | each |  |  |  | Excess(+) | 1 | Full Conversion | INR | [40 empty] | #VALUE! | #VALUE! | #VALUE!
15.31 | 50.17.1.1 : Supplying and fixing Stainless steel soap dish including cost of materials and labour charges etc complete as per the direction of site Engineer-in-charge. |  | 29 | no |  |  |  | Excess(+) | 1 | Full Conversion | INR | [40 empty] | #VALUE! | #VALUE! | #VALUE!
15.32 | 50.17.1.5 : Supplying and fixing CP Health Faucet superior quality ( Jagur or equvalent make ) including cost of materials and labour charges etc complete as per the direction of site Engineer-in-charge. |  | 35 | no |  |  |  | Excess(+) | 1 | Full Conversion | INR | [40 empty] | #VALUE! | #VALUE! | #VALUE!
15.33 | 50.18.8.4.2 : Providing and fixing PVC pipes, fittings including fixing the pipe with clamps at 1.00 m spacing. This includes jointing of pipes & fittings with one step PVC solvent cement and testing of joints complete as per direction of Engineer-in-Charge. Concealed work, including cutting chases and making good the wall etc. 32 mm pipe 6Kgf/cm2 |  | 30 | metre |  |  |  | Excess(+) | 1 | Full Conversion | INR | [40 empty] | #VALUE! | #VALUE! | #VALUE!
15.34 | 50.18.8.6.2 : Providing and fixing PVC pipes, fittings including fixing the pipe with clamps at 1.00 m spacing. This includes jointing of pipes & fittings with one step PVC solvent cement and testing of joints complete as per direction of Engineer-in-Charge. Concealed work, including cutting chases and making good the wall etc. 50 mm pipe 6 kgf/cm2 |  | 47 | metre |  |  |  | Excess(+) | 1 | Full Conversion | INR | [40 empty] | #VALUE! | #VALUE! | #VALUE!
15.35 | 50.18.8.8.1 : Providing and fixing PVC pipes, fittings including fixing the pipe with clamps at 1.00 m spacing. This includes jointing of pipes with one step PVC solvent cement and testing of joints complete as per direction of Engineer-in-Charge. Concealed work, including cutting chases and making good the wall etc. 75 mm pipe 6 Kgf/cm2 |  | 15 | metre |  |  |  | Excess(+) | 1 | Full Conversion | INR | [40 empty] | #VALUE! | #VALUE! | #VALUE!
15.36 | 50.18.8.9.1 : Providing and fixing PVC pipes, fittings including fixing the pipe with clamps at 1.00 m spacing. This includes jointing of pipes with one step PVC solvent cement and testing of joints complete as per direction of Engineer-in-Charge. Concealed work, including cutting chased and making good the wall etc. 110 mm pipe 6kgf/cm2 |  | 25 | metre |  |  |  | Excess(+) | 1 | Full Conversion | INR | [40 empty] | #VALUE! | #VALUE! | #VALUE!
15.37 | 50.18.9.9.1 : Providing and fixing PVC pipes includings jointing of pipes with one step PVC solvent cement, trenching, refilling & testing of Joints complete as per direction of engineer in charge.110 mm dia 6Kgf/cm2 |  | 200 | metre |  |  |  | Excess(+) | 1 | Full Conversion | INR | [40 empty] | #VALUE! | #VALUE! | #VALUE!
15.38 | 50.18.9.10.1 : Providing and fixing PVC pipes includings jointing of pipes with one step pvc solvent cement, trenching , refilling & testing of joints complete as per direction of Engineer in Charge. 150 mm dia 6 Kgf/cm2 |  | 80 | metre |  |  |  | Excess(+) | 1 | Full Conversion | INR | [40 empty] | #VALUE! | #VALUE! | #VALUE!
15.39 | 50.18.9.16.1 : Providing and fixing PVC pipes, fittings including fixing the pipe with clamps at 1.00 m spacing. This includes jointing of pipes & fittings with one step PVC solvent cement and testing of joints complete as per direction of Engineer-in-Charge 50 mm dia 10Kgf/cm2 - External work - Exposed on wall |  | 10 | metre |  |  |  | Excess(+) | 1 | Full Conversion | INR | [40 empty] | #VALUE! | #VALUE! | #VALUE!
15.4 | 50.18.9.18.1 : Providing and fixing PVC pipes including fixing the pipe with clamps/clips at 1.00 m spacing. This included jointing of pipes with one step PVC solvent cement and testing of joints complete as per direction of Engineer-in-Charge 75 mm dia 6Kgf/cm2 - External work- Exposed on wall |  | 40 | metre |  |  |  | Excess(+) | 1 | Full Conversion | INR | [40 empty] | #VALUE! | #VALUE! | #VALUE!
15.41 | 50.18.9.19.1 : Providing and fixing PVC pipes including fixing the pipe with clamps/ clips/ at 1.00 m spacing . This includes jointing of pipes with one step PVC solvent cement and testing of joints complete as per direction of Engineer-in-Charge 110 mm dia 6 Kgf/cm2 - External work- Exposed on wall |  | 80 | metre |  |  |  | Excess(+) | 1 | Full Conversion | INR | [40 empty] | #VALUE! | #VALUE! | #VALUE!
15.42 | 19.4.1.1 : Providing and fixing square-mouth S.W. gully trap class SP -1 complete with C.I. grating brick masonry chamber with water tight C.I. cover with frame of 300x300 mm size (inside) the weight of cover to be not less than 4.50 kg and frame to be not less than 2.70 kg as per standard design:100x100 mm size P typeWith common burnt clay F.P.S. (non modular) bricks of class designation 7.5 |  | 10 | each |  |  |  | Excess(+) | 1 | Full Conversion | INR | [40 empty] | #VALUE! | #VALUE! | #VALUE!
15.43 | 19.7.1.1 : Constructing brick masonry manhole in cement mortar 1:4 ( 1 cement : 4 coarse sand) with R.C.C. top with 1:2:4 mix (1 cement : 2 coarse sand : 4 graded stone aggregate 20 mm nominal size), foundation concrete 1:4:8 mix ( 1 cement : 4 coarse sand : 8 graded stone aggregate 40 mm nominal size,) inside plastering 12 mm thick with cement mortar 1:3 ( 1 cement : 3 coarse sand) finished with floating coat of neat cement and making channels in cement concrete 1:2:4 ( 1 cement : 2 coarse sand : 4 graded stone aggregate 20 mm nominal size ) finished with a floating coat of neat cement complete as per standard design:Inside size 90x80 cm and 45 cm deep including C.I. cover with frame (light duty) 455x610 mm internal dimensions, total weight of cover and frame to be not less than 38 kg (weigh of cover 23 kg and weight of frame 15 kg):With common burnt clay F.P.S. (non modular) bricks of class designation 7.5 |  | 8 | each |  |  |  | Excess(+) | 1 | Full Conversion | INR | [40 empty] | #VALUE! | #VALUE! | #VALUE!
15.44 | 19.7.2.1 : Constructing brick masonry manhole in cement mortar 1:4 ( 1 cement : 4 coarse sand) with R.C.C. top with 1:2:4 mix (1 cement : 2 coarse sand : 4 graded stone aggregate 20 mm nominal size), foundation concrete 1:4:8 mix ( 1 cement : 4 coarse sand : 8 graded stone aggregate 40 mm nominal size,) inside plastering 12 mm thick with cement mortar 1:3 ( 1 cement : 3 coarse sand) finished with floating coat of neat cement and making channels in cement concrete 1:2:4 ( 1 cement : 2 coarse sand : 4 graded stone aggregate 20 mm nominal size ) finished with a floating coat of neat cement complete as per standard design:Inside size 120x90 cm and 90 cm deep including C.I. cover with frame ( medium duty ) 500 mm internal diameter, total weight of cover and frame to be not less than 116 kg ( weight of cover 58 kg and weight of frame 58 kg):With common burnt clay F.P.S ( non modular) bricks of class designation 7.5 |  | 8 | each |  |  |  | Excess(+) | 1 | Full Conversion | INR | [40 empty] | #VALUE! | #VALUE! | #VALUE!
15.45 | 19.8.1.1 : Extra for depth for manholesSize 90x80 cmWith common burnt clay F.P.S. ( non modular ) bricks of class designation 7.5 |  | 10 | metre |  |  |  | Excess(+) | 1 | Full Conversion | INR | [40 empty] | #VALUE! | #VALUE! | #VALUE!
15.46 | 19.8.2.1 : Extra for depth for manholesSize 120x90 cmWith common burnt clay F.P.S. ( non modular ) bricks of class designation 7.5 |  | 10 | metre |  |  |  | Excess(+) | 1 | Full Conversion | INR | [40 empty] | #VALUE! | #VALUE! | #VALUE!
15.47 | 2.10.1.1 : Excavating trenches of required width for pipes, cables, etc including excavation for sockets, and dressing of sides, ramming of bottoms, depth up to 1.5 m, including getting out the excavated soil. and then returning the soil as required, in layers not exceeding 20 cm in depth, including consolidating each deposited layer by ramming, watering, etc. and disposing of surplus excavated soil as directed, within a lead of 50 m:All kinds of soilPipes, cables etc, not exceeding 80 mm dia |  | 100 | metre |  |  |  | Excess(+) | 1 | Full Conversion | INR | [40 empty] | #VALUE! | #VALUE! | #VALUE!
15.48 | 2.10.1.2 : Excavating trenches of required width for pipes, cables, etc including excavation for sockets, and dressing of sides, ramming of bottoms, depth up to 1.5 m, including getting out the excavated soil. and then returning the soil as required, in layers not exceeding 20 cm in depth, including consolidating each deposited layer by ramming, watering, etc. and disposing of surplus excavated soil as directed, within a lead of 50 m:Pipes, cables etc. exceeding 80 mm dia but not exceeding 300 mm dia |  | 100 | metre |  |  |  | Excess(+) | 1 | Full Conversion | INR | [40 empty] | #VALUE! | #VALUE! | #VALUE!
15.49 | 19.32.1 : Making soak pit 2.5 m diameter 3.0 metre deep with 45 x 45 cm dry brick honey comb shaft with bricks and S.W. drain pipe 100 mm diameter, 1.8 m long complete as per standard design.With common burnt clay F.P.S. (non modular) bricks of class designation 7.5 |  | 2 | each |  |  |  | Excess(+) | 1 | Full Conversion | INR | [40 empty] | #VALUE! | #VALUE! | #VALUE!
15.5 | 19.33 : Constructing soak pit 1.20x1.20 m filled with brickbats including S.W. drain pipe 100 mm diameter and 1.20 m long complete as per standard design. |  | 1 | each |  |  |  | Excess(+) | 1 | Full Conversion | INR | [40 empty] | #VALUE! | #VALUE! | #VALUE!
15.51 | 18.48 : Providing and placing on terrace (at all floor levels) polyethylene water storage tank :ISI 12701 marked, with cover and suitable locking arrangement and making necessary holes for inlet, outlet and overflow pipes but without fittings and the base support for tank. |  | 5000 | Litre |  |  |  | Excess(+) | 1 | Full Conversion | INR | [40 empty] | #VALUE! | #VALUE! | #VALUE!
16 | STP Connection-Existing Septic tank to STP | [7 empty] | 1
16.01 | 50.18.9.8.1 : Providing and fixing PVC pipes includings jointing of pipes with one step PVC solvent cement, trenching, refilling & testing of joints complete as per direction of Engineer in Charge. 75 mm dia 6 Kgf/ cm2 |  | 75 | metre |  |  |  | Excess(+) | 1 | Full Conversion | INR | [40 empty] | #VALUE! | #VALUE! | #VALUE!
16.02 | 19.3.1 : Providing and laying cement concrete 1:5:10 ( 1 cement : 5 coarse sand : 10 graded stone aggregate 40 mm nominal size) up to haunches of S.W. pipes including bed concrete as per standard design:100 mm diameter S.W. pipe |  | 40 | metre |  |  |  | Excess(+) | 1 | Full Conversion | INR | [40 empty] | #VALUE! | #VALUE! | #VALUE!
16.03 | 19.3.2 : Providing and laying cement concrete 1:5:10 ( 1 cement : 5 coarse sand : 10 graded stone aggregate 40 mm nominal size) up to haunches of S.W. pipes including bed concrete as per standard design:150 mm diameter S.W. pipe |  | 150 | metre |  |  |  | Excess(+) | 1 | Full Conversion | INR | [40 empty] | #VALUE! | #VALUE! | #VALUE!
16.04 | 15.2.2 : Demolishing cement concrete manually / by mechanical means including disposal of material within 50 metres lead as per direction of Engineer - in-Charge.Nominal concrete 1:4:8 leaner mix ( including equivalent design mix) |  | 1.44 | cum |  |  |  | Excess(+) | 1 | Full Conversion | INR | [40 empty] | #VALUE! | #VALUE! | #VALUE!
16.05 | 15.3 : Demolishing R.C.C. work manually / by mechanical means including stacking of steel bars and disposal of unserviceable material with in 50 metres lead as per direction of Engineer -in-Charge. |  | 3.69 | cum |  |  |  | Excess(+) | 1 | Full Conversion | INR | [40 empty] | #VALUE! | #VALUE! | #VALUE!
16.06 | 15.7.1 : Demolishing brick work manually / by mechanical means including stacking of serviceable material and disposal of unserviceable material within 50 metres lead as per direction of Engineer-in-Charge.In mud mortar |  | 3.69 | cum |  |  |  | Excess(+) | 1 | Full Conversion | INR | [40 empty] | #VALUE! | #VALUE! | #VALUE!
16.07 | 50.18.9.9.1 : Providing and fixing PVC pipes includings jointing of pipes with one step PVC solvent cement, trenching, refilling & testing of Joints complete as per direction of engineer in charge.110 mm dia 6Kgf/cm2 |  | 250 | metre |  |  |  | Excess(+) | 1 | Full Conversion | INR | [40 empty] | #VALUE! | #VALUE! | #VALUE!
16.08 | 19.7.1.1 : Constructing brick masonry manhole in cement mortar 1:4 ( 1 cement : 4 coarse sand) with R.C.C. top with 1:2:4 mix (1 cement : 2 coarse sand : 4 graded stone aggregate 20 mm nominal size), foundation concrete 1:4:8 mix ( 1 cement : 4 coarse sand : 8 graded stone aggregate 40 mm nominal size,) inside plastering 12 mm thick with cement mortar 1:3 ( 1 cement : 3 coarse sand) finished with floating coat of neat cement and making channels in cement concrete 1:2:4 ( 1 cement : 2 coarse sand : 4 graded stone aggregate 20 mm nominal size ) finished with a floating coat of neat cement complete as per standard design:Inside size 90x80 cm and 45 cm deep including C.I. cover with frame (light duty) 455x610 mm internal dimensions, total weight of cover and frame to be not less than 38 kg (weigh of cover 23 kg and weight of frame 15 kg):With common burnt clay F.P.S. (non modular) bricks of class designation 7.5 |  | 15 | each |  |  |  | Excess(+) | 1 | Full Conversion | INR | [40 empty] | #VALUE! | #VALUE! | #VALUE!
16.09 | 19.7.2.1 : Constructing brick masonry manhole in cement mortar 1:4 ( 1 cement : 4 coarse sand) with R.C.C. top with 1:2:4 mix (1 cement : 2 coarse sand : 4 graded stone aggregate 20 mm nominal size), foundation concrete 1:4:8 mix ( 1 cement : 4 coarse sand : 8 graded stone aggregate 40 mm nominal size,) inside plastering 12 mm thick with cement mortar 1:3 ( 1 cement : 3 coarse sand) finished with floating coat of neat cement and making channels in cement concrete 1:2:4 ( 1 cement : 2 coarse sand : 4 graded stone aggregate 20 mm nominal size ) finished with a floating coat of neat cement complete as per standard design:Inside size 120x90 cm and 90 cm deep including C.I. cover with frame ( medium duty ) 500 mm internal diameter, total weight of cover and frame to be not less than 116 kg ( weight of cover 58 kg and weight of frame 58 kg):With common burnt clay F.P.S ( non modular) bricks of class designation 7.5 |  | 15 | each |  |  |  | Excess(+) | 1 | Full Conversion | INR | [40 empty] | #VALUE! | #VALUE! | #VALUE!
16.1 | 19.8.1.1 : Extra for depth for manholesSize 90x80 cmWith common burnt clay F.P.S. ( non modular ) bricks of class designation 7.5 |  | 5 | metre |  |  |  | Excess(+) | 1 | Full Conversion | INR | [40 empty] | #VALUE! | #VALUE! | #VALUE!
16.11 | 19.8.2.1 : Extra for depth for manholesSize 120x90 cmWith common burnt clay F.P.S. ( non modular ) bricks of class designation 7.5 |  | 5 | metre |  |  |  | Excess(+) | 1 | Full Conversion | INR | [40 empty] | #VALUE! | #VALUE! | #VALUE!
17 | Electrification | BI01010001010000000000000515BI0100001118 | [6 empty] | 1 | [45 empty] | 1.01 | Supplying, Conveying and fixing spls. Including eart | item1 | 123.223 | Nos
17.01 | 1.10.3 : Wiring for light point/ fan point/ exhaust fan point/ call bell point with 1.5 sq.mm FRLS PVC insulated copper conductor single core cable in surface / recessed medium class PVC conduit, with modular switch, modular plate, suitable GI box and earthing the point with 1.5 sq.mm. FRLS PVC insulated copper conductor single core cable etc as required.Group C |  | 1045 | point |  |  |  | Excess(+) | 1 | Full Conversion | INR | [40 empty] | #VALUE! | #VALUE! | #VALUE! | 1.02 | Construction of chamber for 100mm sluice plates | item2 | 213 | Nos
17.02 | od216685/2024_2025 : Wiring combined plug point together with the light point/ fan point/ exhaust fan point/ call bell point including 6 A 5 pin modular socket controlled by 6A one way modular switch in the existing switch board and giving connection to the phase,neutral and earth terminal with 1.5 sq.mm. FRLS PVC insulated copper conductor single core cable ( Green wire for earthing) etc as required. |  | 69 | point |  |  |  | Excess(+) | 1 | Full Conversion | INR | [40 empty] | #VALUE! | #VALUE! | #VALUE! | 2 | Construction of chamber for 100mm sluices valve | item3 | 10 | Nos
17.03 | 90.3.19.3 : Supply conveyance, installation, testing and commissioning the light fittings of following types made from CRCA sheet 0.5mm thickness with all accessories and lamps directly on wall and giving connections with 16/0.20 mm 3 core PVC insulated and sheathed round copper conductor flex wire or extending the original wiring and giving connections as required |  | 349 | each |  |  |  | Excess(+) | 1 | Full Conversion | INR | [40 empty] | #VALUE! | #VALUE! | #VALUE!
17.04 | 1.58 : Supplying and fixing PVC batten/ angle holder including connection etc. as required. |  | 229 | each |  |  |  | Excess(+) | 1 | Full Conversion | INR | [40 empty] | #VALUE! | #VALUE! | #VALUE!
17.05 | od216687/2024_2025 : Supply ,installation,testing and commissioning of 700lm pressure die cast housing Bulk head with IP65 protection &amp; IK 08 having efficacy not less than 105lm/W and giving connection with 3 core flex wire as required.&lt;br&gt;&lt;br&gt; |  | 75 | each |  |  |  | Excess(+) | 1 | Full Conversion | INR | [40 empty] | #VALUE! | #VALUE! | #VALUE!
17.06 | od216688/2024_2025 : Supply and Installing B22 type 9W LED Bulb of 100 lumen/watt with PF 0.95. |  | 304 | each |  |  |  | Excess(+) | 1 | Full Conversion | INR | [40 empty] | #VALUE! | #VALUE! | #VALUE!
17.07 | od216689/2024_2025 : Supply, Conveyance, installation, testing and commissioning of surface/ recess mounting down light fittings of following type directly on ceiling including giving connections with required length of 16/0.20 mm 3 core round copper conductor flex wire conforming to relevant ISS or with the extended original wiring, making good the damages, colour washing etc. as required. (Philips make 250CLED 12S- 6500PSUWH round Light or equivalent) |  | 24 | each |  |  |  | Excess(+) | 1 | Full Conversion | INR | [40 empty] | #VALUE! | #VALUE! | #VALUE!
17.08 | od216690/2024_2025 : Supply conveyance, installation, testing and commissioning the 17 W LED Mirror light fittings directly fixed on wall and giving connections with 16/0.20 mm 3 core PVC insulated and sheathed round copper conductor flex wire or extending the original wiring and giving connections as required (Philips Ultron 17- Watt Wall Light (Cool White, Round, Metal) or its equivalent make. |  | 12 | each |  |  |  | Excess(+) | 1 | Full Conversion | INR | [40 empty] | #VALUE! | #VALUE! | #VALUE!
17.09 | 90.3.18.2 : Supply, fabrication, conveyance and fixing the following sizes of B class GI pipe bent to shape / cut and welded to shape and fixing the same to wall / parapet using clamps as noted along with each size, painting with 2 coats of synthetic enamel paint over a coat of zinc chromate primer, making good the damages, colour washing etc as required. |  | 18 | metre |  |  |  | Excess(+) | 1 | Full Conversion | INR | [40 empty] | #VALUE! | #VALUE! | #VALUE!
17.1 | 90.15.4.2 : Supply Conveyance, installation, testing and commissioning of 36/40W LED street light output greater than 105lumen/W 4000-6000 K with IP 66 protection LED Chip make Cree/Lumilled/Nichea with power factor greater than 0.95 at full load, internal surge protection up to 8 KV,and Aluminium pressure die-cast Powder coated housing,acrylic cover complete with THD less than 10%, power factor greater than 0.98, RoHS compliant, duly wired up for use on 230 V AC supply. Driver compartment should be seperatly accessible for maintenance (LM 79&80 certificates from NABL accredited Third party lab to be produced mentioning chip manufacturer) |  | 72 | each |  |  |  | Excess(+) | 1 | Full Conversion | INR | [40 empty] | #VALUE! | #VALUE! | #VALUE!
17.11 | 90.6.5.11 : Supply and drawing the following sizes of multi-core PVC insulated & FRLS PVC sheathed 650/1100 V grade copper conductor round flexible cables conforming to IS 694 part I 1960 in the existing surface / recess conduit as required including giving necessary connections of the following sizes. |  | 288 | metre |  |  |  | Excess(+) | 1 | Full Conversion | INR | [40 empty] | #VALUE! | #VALUE! | #VALUE!
17.12 | 90.15.3.1 : Supply installation testing commissioning of Octogaonal Pole made of hot dip galvanised GI sheet 70mm top diameter, 130mm bottom diameter thickness 3mm base plate dimensions of 200x200x12mm suitable for wind speed as per IS 875 Part III single arm bracket 0.5mt including connector foundation bolt 4 nos fixed in existing RCC foundation and junctions box etc.complete 5 Meters |  | 60 | each |  |  |  | Excess(+) | 1 | Full Conversion | INR | [40 empty] | #VALUE! | #VALUE! | #VALUE!
17.13 | od234053/2024_2025 : Supply and fixing suitable type timer , Auto manual switch with contactor ( L&amp; T / equivalent make ) in existing box and providing terminal connections in good working condition as per standards.&lt;br&gt; |  | 1 | each |  |  |  | Excess(+) | 1 | Full Conversion | INR | [40 empty] | #VALUE! | #VALUE! | #VALUE!
17.14 | od229985/2024_2025 : Steel reinforcement for RCC work including straightening cutting bending placing in position and binding all complete upto plinth level Thremo mechanically treated bars of grade Fe-500D or more&lt;br&gt;&lt;br&gt; |  | 250 | kg |  |  |  | Excess(+) | 1 | Full Conversion | INR | [40 empty] | #VALUE! | #VALUE! | #VALUE!
17.15 | od229986/2024_2025 : Supply and installation of water dispenser with UV purifier and 3 faucets for cold, normal and hot water dispensing options ,dispensing capacity- 75 Ltr per Hour. Normal water storage capacity is 14 Ltr, cold water capacity 14 liters, hot water capacity is 3 liters, Anti bacterial spun and active carbon block filtration method, cooling temperature range 16 degree C - 22 degree C, hot water temperature is 50 C-75C, PUF insulation in stainless steel body SS304 grade 0.80 mm thickness all tanks are manufactured with food grade SS only ,best quality installed at site including flexible connection pipe etc.as per direction from dept. officials. ( make Agua clan Model AGHYDRAUV+75 NHC-304/equivalent make with similar properties.)&lt;br&gt;&lt;br&gt; |  | 4 | each |  |  |  | Excess(+) | 1 | Full Conversion | INR | [40 empty] | #VALUE! | #VALUE! | #VALUE!
17.16 | 90.4.1 : Supply and installation of suitable size MS rod type fan clamp in the RCC slab as per IS 732 as required. |  | 293 | each |  |  |  | Excess(+) | 1 | Full Conversion | INR | [40 empty] | #VALUE! | #VALUE! | #VALUE!
17.17 | 1.25 : Supplying and fixing two module stepped type electronic fan regulator on the existing modular plate switch box including connections but excluding modular plate etc. as required. |  | 293 | each |  |  |  | Excess(+) | 1 | Full Conversion | INR | [40 empty] | #VALUE! | #VALUE! | #VALUE!
17.18 | od216692/2024_2025 : Supply, Installation, Testing and Commissioning of 1200 mm sweep, BEE 5 star rated, ceiling fan with Brush Less Direct Current (BLDC) Motor, class of insulation: B, 3 nos. blades, 30 cm long down rod, 2 nos. canopies, shackle kit, safety rope, copper winding, Power Factor not less than 0.9, Service Value (CMM/W) minimum 6.85, Air delivery minimum 215 CMM, 350 RPM (tolerance as per IS : 374- 2019), THD less than 10%, remote or electronic regulator unit for speed control and all remaining accessories including safety pin, nut bolts, washers, temperature rise=75 degree C (max.), insulation resistance more than 2 mega ohm, suitable for 230 V, 50 Hz, single phase AC Supply, earthing etc. complete as required. |  | 293 | each |  |  |  | Excess(+) | 1 | Full Conversion | INR | [40 empty] | #VALUE! | #VALUE! | #VALUE!
17.19 | 90.4.8 : Charges for cutting holes suitable for accommodating exhaust fans up to 305mm sweep including plastering colour washing etc. as required. |  | 46 | each |  |  |  | Excess(+) | 1 | Full Conversion | INR | [40 empty] | #VALUE! | #VALUE! | #VALUE!
17.2 | 90.4.9 : Charges for cutting holes suitable for accommodating exhaust fans above 305mm sweep and up to 450mm sweep including plastering colour washing etc. as required. |  | 3 | each |  |  |  | Excess(+) | 1 | Full Conversion | INR | [40 empty] | #VALUE! | #VALUE! | #VALUE!
17.21 | od216693/2024_2025 : Supply, conveyance, installation , testing and commissioning of 300/305 mm sweep Light Duty Exhaust fan in metal frame working on 230 V A/C in the existing opening, fixing necessary anchor bolts / bolt and nuts etc., as required including giving connections with the supplied wire along with the&nbsp;exhaust&nbsp;fan. |  | 46 | each |  |  |  | Excess(+) | 1 | Full Conversion | INR | [40 empty] | #VALUE! | #VALUE! | #VALUE!
17.22 | od216695/2024_2025 : Supply, conveyance, installation , testing and commissioning of 380 mm sweep 900 rpm Heavy Duty Exhaust fan in metal frame working on 230 V A/C in the existing opening, fixing necessary anchor bolts / bolt and nuts etc., as required including giving connections with the supplied wire along with the exhaust fan. |  | 3 | each |  |  |  | Excess(+) | 1 | Full Conversion | INR | [40 empty] | #VALUE! | #VALUE! | #VALUE!
17.23 | 90.5.1.3 : Supply and fixing the following types of superior quality 250V A.C call bell on existing M.S. box and giving connections with required length of 3 core, 16 / 0.20mm 650/1100V grade PVC insulated and PVC sheathed round copper conductor flex wire conforming to relevant ISS or with the extended original wiring, earthing the MS box and making good the surface as required. |  | 3 | each |  |  |  | Excess(+) | 1 | Full Conversion | INR | [40 empty] | #VALUE! | #VALUE! | #VALUE!
17.24 | od222741/2024_2025 : Supply conveyance and installation of Automatic Sanitary napkin Destroyer of VIRGO Make MS MAXS75 MODEL With burning capacity of 6 to 8 napkin at a time and 85 napkin per day Electrically heating 600W of size 235x220x370mm in size made out of MSCRCA Sheet conforming to IS 1513 D grade etc.as required. |  | 14 | each |  |  |  | Excess(+) | 1 | Full Conversion | INR | [40 empty] | #VALUE! | #VALUE! | #VALUE!
17.25 | 1.27.1 : Supplying and fixing following size/ modules, GI box alongwith modular base & cover plate for modular switches in recess etc as required.1 or 2 Module (75mmX75mm) |  | 10 | each |  |  |  | Excess(+) | 1 | Full Conversion | INR | [40 empty] | #VALUE! | #VALUE! | #VALUE!
17.26 | 1.27.2 : Supplying and fixing following size/ modules, GI box alongwith modular base & cover plate for modular switches in recess etc as required.3 Module (100mmX75mm) |  | 48 | each |  |  |  | Excess(+) | 1 | Full Conversion | INR | [40 empty] | #VALUE! | #VALUE! | #VALUE!
17.27 | 1.27.4 : Supplying and fixing following size/ modules, GI box alongwith modular base & cover plate for modular switches in recess etc as required.6 Module (200mmX75mm) |  | 221 | each |  |  |  | Excess(+) | 1 | Full Conversion | INR | [40 empty] | #VALUE! | #VALUE! | #VALUE!
17.28 | 1.24.1 : Supplying and fixing following modular switch/ socket on the existing modular plate & switch box including connections but excluding modular plate etc. as required.5/6 amps switch |  | 450 | each |  |  |  | Excess(+) | 1 | Full Conversion | INR | [40 empty] | #VALUE! | #VALUE! | #VALUE!
17.29 | 1.24.3 : Supplying and fixing following modular switch/ socket on the existing modular plate & switch box including connections but excluding modular plate etc. as required.15/16 amp switch |  | 48 | each |  |  |  | Excess(+) | 1 | Full Conversion | INR | [40 empty] | #VALUE! | #VALUE! | #VALUE!
17.3 | 1.24.4 : Supplying and fixing following modular switch/ socket on the existing modular plate & switch box including connections but excluding modular plate etc. as required.3 pin 5/6 amp socket outlet |  | 450 | each |  |  |  | Excess(+) | 1 | Full Conversion | INR | [40 empty] | #VALUE! | #VALUE! | #VALUE!
17.31 | 1.24.5 : Supplying and fixing following modular switch/ socket on the existing modular plate & switch box including connections but excluding modular plate etc. as required.6 pin 15/16 amp socket outlet |  | 48 | each |  |  |  | Excess(+) | 1 | Full Conversion | INR | [40 empty] | #VALUE! | #VALUE! | #VALUE!
17.32 | 1.21.1 : Supplying and fixing of following sizes of medium class PVC conduit along with accessories in surface/ recess including cutting the wall and making good the same in case of recessed conduit as required.20 mm |  | 3500 | metre |  |  |  | Excess(+) | 1 | Full Conversion | INR | [40 empty] | #VALUE! | #VALUE! | #VALUE!
17.33 | 1.21.2 : Supplying and fixing of following sizes of medium class PVC conduit along with accessories in surface/ recess including cutting the wall and making good the same in case of recessed conduit as required.25 mm |  | 1500 | metre |  |  |  | Excess(+) | 1 | Full Conversion | INR | [40 empty] | #VALUE! | #VALUE! | #VALUE!
17.34 | 1.21.3 : Supplying and fixing of following sizes of medium class PVC conduit along with accessories in surface/ recess including cutting the wall and making good the same in case of recessed conduit as required.32 mm |  | 300 | metre |  |  |  | Excess(+) | 1 | Full Conversion | INR | [40 empty] | #VALUE! | #VALUE! | #VALUE!
17.35 | 1.17.3 : Supplying and drawing following sizes of FRLS PVC insulated copper conductor, single core cable in the existing surface / recessed steel/ PVC conduit as required.3 X 1.5 sq.mm |  | 2500 | metre |  |  |  | Excess(+) | 1 | Full Conversion | INR | [40 empty] | #VALUE! | #VALUE! | #VALUE!
17.36 | 1.17.12 : Supplying and drawing following sizes of FRLS PVC insulated copper conductor, single core cable in the existing surface / recessed steel/ PVC conduit as required.3 x 2.5 sq. mm |  | 500 | metre |  |  |  | Excess(+) | 1 | Full Conversion | INR | [40 empty] | #VALUE! | #VALUE! | #VALUE!
17.37 | 1.17.15 : Supplying and drawing following sizes of FRLS PVC insulated copper conductor, single core cable in the existing surface / recessed steel/ PVC conduit as required.6 x 2.5 sq. mm |  | 500 | metre |  |  |  | Excess(+) | 1 | Full Conversion | INR | [40 empty] | #VALUE! | #VALUE! | #VALUE!
17.38 | 1.17.21 : Supplying and drawing following sizes of FRLS PVC insulated copper conductor, single core cable in the existing surface / recessed steel/ PVC conduit as required.3 x 4 sq. mm |  | 500 | metre |  |  |  | Excess(+) | 1 | Full Conversion | INR | [40 empty] | #VALUE! | #VALUE! | #VALUE!
17.39 | 1.17.30 : Supplying and drawing following sizes of FRLS PVC insulated copper conductor, single core cable in the existing surface / recessed steel/ PVC conduit as required.3 x 6 sq. mm |  | 600 | metre |  |  |  | Excess(+) | 1 | Full Conversion | INR | [40 empty] | #VALUE! | #VALUE! | #VALUE!
17.4 | 90.6.4.53 : Supply and drawing 650/1100 V grade FRLS PVC insulated stranded single core copper conductor cables conforming to IS 694 part I 1990 in the existing surface / recess conduit as required including giving necessary connections of the following sizes. |  | 100 | metre |  |  |  | Excess(+) | 1 | Full Conversion | INR | [40 empty] | #VALUE! | #VALUE! | #VALUE!
17.41 | 90.6.9.2 : Supplying & Drawing unarmored PVC insulated and & PVC sheathed copper conductor Telephone Pair Cable conforming to ITD specification for indoor application through the existing conduit |  | 300 | metre |  |  |  | Excess(+) | 1 | Full Conversion | INR | [40 empty] | #VALUE! | #VALUE! | #VALUE!
17.42 | 90.6.9.4 : Supplying & Drawing unarmored PVC insulated and & PVC sheathed copper conductor Telephone Pair Cable conforming to ITD specification for indoor application through the existing conduit |  | 200 | metre |  |  |  | Excess(+) | 1 | Full Conversion | INR | [40 empty] | #VALUE! | #VALUE! | #VALUE!
17.43 | 1.53.1 : Supplying and drawn of UTP 4 pair CAT 6 LAN cable in the existing surface/recessed steel/PVC conduit as required1 run of Cable |  | 200 | metre |  |  |  | Excess(+) | 1 | Full Conversion | INR | [40 empty] | #VALUE! | #VALUE! | #VALUE!
17.44 | 1.53.2 : Supplying and drawn of UTP 4 pair CAT 6 LAN cable in the existing surface/recessed steel/PVC conduit as required2 run of Cable |  | 200 | metre |  |  |  | Excess(+) | 1 | Full Conversion | INR | [40 empty] | #VALUE! | #VALUE! | #VALUE!
17.45 | 1.53.3 : Supplying and drawn of UTP 4 pair CAT 6 LAN cable in the existing surface/recessed steel/PVC conduit as required3 run of Cable |  | 100 | metre |  |  |  | Excess(+) | 1 | Full Conversion | INR | [40 empty] | #VALUE! | #VALUE! | #VALUE!
17.46 | 1.24.6 : Supplying and fixing following modular switch/ socket on the existing modular plate & switch box including connections but excluding modular plate etc. as required.Telephone socket outlet |  | 20 | each |  |  |  | Excess(+) | 1 | Full Conversion | INR | [40 empty] | #VALUE! | #VALUE! | #VALUE!
17.47 | od216740/2024_2025 : Supply and providing RJ45 male connector including giving connections as required.&lt;br&gt;&lt;br&gt; |  | 20 | each |  |  |  | Excess(+) | 1 | Full Conversion | INR | [40 empty] | #VALUE! | #VALUE! | #VALUE!
17.48 | od229411/2024_2025 : Supply and Fixing of Instant On Switch 24p Gigabit 4p SFP+ 1930 ,128 Gbps, Ports: 24 Gigabit copper Up-link ports: 4 SFP+ 1/10 GbE ports and giving connections etc as required. |  | 1 | each set |  |  |  | Excess(+) | 1 | Full Conversion | INR | [40 empty] | #VALUE! | #VALUE! | #VALUE!
17.49 | od229412/2024_2025 : Supply and Fixing of Access Point Indoor-WPA3-MPSK-80mhz Bandwidth-WiFi 5 &amp; 6-2x2 MU MIMO- OFDMA-VPN Tunnel-Dual band -IOT Capabilities-Bluetooth 5.0-Zigbee with mounting brackets and giving connections etc as required. |  | 3 | each set |  |  |  | Excess(+) | 1 | Full Conversion | INR | [40 empty] | #VALUE! | #VALUE! | #VALUE!
17.5 | od229413/2024_2025 : Supply and Fixing of POE Injector for Access point and giving connections etc as required. |  | 3 | each set |  |  |  | Excess(+) | 1 | Full Conversion | INR | [40 empty] | #VALUE! | #VALUE! | #VALUE!
17.51 | od229414/2024_2025 : Supply and Fixing of 10G SFP+ Transceiver and giving connections etc as required. |  | 2 | each set |  |  |  | Excess(+) | 1 | Full Conversion | INR | [40 empty] | #VALUE! | #VALUE! | #VALUE!
17.52 | od229415/2024_2025 : Supply and Fixing of Professional All-In-One, Bluetooth Battery-Powered Column PA woofer with Built-In Mixer and DSP - 1500 W and giving connections etc as required. |  | 1 | each set |  |  |  | Excess(+) | 1 | Full Conversion | INR | [40 empty] | #VALUE! | #VALUE! | #VALUE!
17.53 | od229416/2024_2025 : Supply and Fixing of Wireless Handheld Microphone with external Antenna for Live stage, Singers &amp; Presenters. Up to 12 compatible channels and giving connections etc as required. |  | 1 | each set |  |  |  | Excess(+) | 1 | Full Conversion | INR | [40 empty] | #VALUE! | #VALUE! | #VALUE!
17.54 | od229417/2024_2025 : Supply and fixing of UL certified 19 inch 12U Wall Mounting Rack with Front Glass door and lock and all mounting hardware including minimum 2 number of Horizontal Cable organiser suitable for 19 inch Rack,2U standard ,230V 6A Inlet Plug type Indian Round Pin 6 Nos , Power Distribution Unit ,8A Fuse, ,Air circulation module 90CFM. Approved Make: D Link, HCL, Netrack, President, Valrack&lt;br&gt;&lt;br&gt; |  | 1 | each |  |  |  | Excess(+) | 1 | Full Conversion | INR | [40 empty] | #VALUE! | #VALUE! | #VALUE!
17.55 | od229418/2024_2025 : Installation of necessary Net work accessories and required cables for connecting the power to Network rack ACDB in structured way ( IS standards), using necessary , Sockets, Switches on surface/concealed boxes.&lt;br&gt;&lt;br&gt; |  | 7 | set |  |  |  | Excess(+) | 1 | Full Conversion | INR | [40 empty] | #VALUE! | #VALUE! | #VALUE!
17.56 | 90.16.1.1 : Supply and drawing bare earthing conductors of the following sizes along with wiring/ cables and giving connection as required |  | 1200 | metre |  |  |  | Excess(+) | 1 | Full Conversion | INR | [40 empty] | #VALUE! | #VALUE! | #VALUE!
17.57 | 90.16.1.2 : Supply and drawing bare earthing conductors of the following sizes along with wiring/ cables and giving connection as required |  | 500 | metre |  |  |  | Excess(+) | 1 | Full Conversion | INR | [40 empty] | #VALUE! | #VALUE! | #VALUE!
17.58 | 90.16.5.1 : Supply of superior quality copper earth socket for the following size of earth conductor including crimping etc. as required. |  | 50 | each |  |  |  | Excess(+) | 1 | Full Conversion | INR | [40 empty] | #VALUE! | #VALUE! | #VALUE!
17.59 | 90.16.5.2 : Supply of superior quality copper earth socket for the following size of earth conductor including crimping etc. as required. |  | 50 | each |  |  |  | Excess(+) | 1 | Full Conversion | INR | [40 empty] | #VALUE! | #VALUE! | #VALUE!
17.6 | od216706/2024_2025 : Supply and providing the following sizes of bolt and nut with washers on the existing MS box / earth bus etc. as required including drilling necessary holes as required.25 x 6 mm brass bolt &amp; nut |  | 70 | each |  |  |  | Excess(+) | 1 | Full Conversion | INR | [40 empty] | #VALUE! | #VALUE! | #VALUE!
17.61 | 90.11.1.19 : Supply and installation of sheet steel, phosphatised and painted, dust and vermin proof enclosure of MCB DB including copper /brass bus bar, neutral link, earth bus and DIN rail suitable for fixing MCB/ isolator etc. fixed on wall using suitable anchor bolts or fixed in recess including cutting hole on the wall , making good the damages, colour washing etc. as required |  | 3 | each |  |  |  | Excess(+) | 1 | Full Conversion | INR | [40 empty] | #VALUE! | #VALUE! | #VALUE!
17.62 | 90.11.1.18 : Supply and installation of sheet steel, phosphatised and painted, dust and vermin proof enclosure of MCB DB including copper /brass bus bar, neutral link, earth bus and DIN rail suitable for fixing MCB/ isolator etc. fixed on wall using suitable anchor bolts or fixed in recess including cutting hole on the wall , making good the damages, colour washing etc. as required |  | 1 | each |  |  |  | Excess(+) | 1 | Full Conversion | INR | [40 empty] | #VALUE! | #VALUE! | #VALUE!
17.63 | 90.11.1.11 : Supply and installation of sheet steel, phosphatised and painted, dust and vermin proof enclosure of MCB DB including copper /brass bus bar, neutral link, earth bus and DIN rail suitable for fixing MCB/ isolator etc. fixed on wall using suitable anchor bolts or fixed in recess including cutting hole on the wall , making good the damages, colour washing etc. as required |  | 15 | each |  |  |  | Excess(+) | 1 | Full Conversion | INR | [40 empty] | #VALUE! | #VALUE! | #VALUE!
17.64 | 2.3.4 : Supplying and fixing following way, single pole and neutral, sheet steel, MCB distribution board, 240 V, on surface/ recess, complete with tinned copper bus bar, neutral bus bar, earth bar, din bar, interconnections, powder painted including earthing etc. as required. (But without MCBIRCCB/Isolator16 way, Double door |  | 4 | each |  |  |  | Excess(+) | 1 | Full Conversion | INR | [40 empty] | #VALUE! | #VALUE! | #VALUE!
17.65 | 90.14.10.14 : Supply, conveyance and fixing the following types & current rated control gears & switchgears conforming to IS 13947 suitable for 440 V, 50 Hz, AC supply in the existing panel assembly as required. |  | 1 | no |  |  |  | Excess(+) | 1 | Full Conversion | INR | [40 empty] | #VALUE! | #VALUE! | #VALUE!
17.66 | 90.14.10.4 : Supply, conveyance and fixing the following types & current rated control gears & switchgears conforming to IS 13947 suitable for 440 V, 50 Hz, AC supply in the existing panel assembly as required. |  | 11 | no |  |  |  | Excess(+) | 1 | Full Conversion | INR | [40 empty] | #VALUE! | #VALUE! | #VALUE!
17.67 | od216728/2024_2025 : Supply and installation of sheet steel, phosphatised and painted, dust and vermin proof enclosure of MCB DB including copper /brass bus bar, neutral link, earth bus and DIN rail suitable for fixing MCB/ isolator etc. fixed on wall using suitable anchor bolts or fixed in recess including cutting hole on the wall , making good the damages, colour washing etc. as required. 8 Way enclosure for independent mounting of MCB/RCCB/ RCBO.&lt;br&gt;&lt;br&gt; |  | 3 | each |  |  |  | Excess(+) | 1 | Full Conversion | INR | [40 empty] | #VALUE! | #VALUE! | #VALUE!
17.68 | 2.12.1 : Supplying and fixing following rating, double pole, 240 volts, isolator in the existing MCB DB complete with connections, testing and commissioning etc. as required.40 amps |  | 4 | each |  |  |  | Excess(+) | 1 | Full Conversion | INR | [40 empty] | #VALUE! | #VALUE! | #VALUE!
17.69 | 2.13.1 : Supplying and fixing following rating, four pole, 415 volts, isolator in the existing MCB DB complete with connections, testing and commissioning etc. as required.40 amps |  | 1 | each |  |  |  | Excess(+) | 1 | Full Conversion | INR | [40 empty] | #VALUE! | #VALUE! | #VALUE!
17.7 | 2.13.2 : Supplying and fixing following rating, four pole, 415 volts, isolator in the existing MCB DB complete with connections, testing and commissioning etc. as required.63 amps |  | 17 | each |  |  |  | Excess(+) | 1 | Full Conversion | INR | [40 empty] | #VALUE! | #VALUE! | #VALUE!
17.71 | 2.14.1 : Supplying and fixing following rating, double pole, (single phase and neutral), 240 V, residual current circuit breaker (RCCB), having a sensitivity current 30 mA in the existing MCB DB complete with connections, testing and commissioning etc. as required.25 amps |  | 4 | each |  |  |  | Excess(+) | 1 | Full Conversion | INR | [40 empty] | #VALUE! | #VALUE! | #VALUE!
17.72 | 2.15.2 : Supplying and fixing following rating, four pole, (three phase and neutral), 415 volts, residual current circuit breaker (RCCB), having a sensitivity current 30 mA in the existing MCB DB complete with connections, testing and commissioning etc. as required.40 amps |  | 18 | each |  |  |  | Excess(+) | 1 | Full Conversion | INR | [40 empty] | #VALUE! | #VALUE! | #VALUE!
17.73 | od216733/2024_2025 : Supplying and fixing 40 amps rating, 240/415 volts, &quot;C&quot; curve, miniature circuit breaker suitable for inductive load of following poles in the existing MCB DB complete with connections, testing and commissioning etc. as required.&lt;br&gt;Single pole |  | 4 | each |  |  |  | Excess(+) | 1 | Full Conversion | INR | [40 empty] | #VALUE! | #VALUE! | #VALUE!
17.74 | od227601/2024_2025 : Supplying and fixing 63 amps rating, 240/415 volts, &quot;C&quot; curve, miniature circuit breaker suitable for inductive load of following poles in the existing MCB DB complete with connections, testing and commissioning etc. as required. 63A Triple pole&lt;br&gt;&lt;br&gt; |  | 18 | each |  |  |  | Excess(+) | 1 | Full Conversion | INR | [40 empty] | #VALUE! | #VALUE! | #VALUE!
17.75 | 2.10.4 : Supplying and fixing 5 amps to 32 amps rating, 240/415 volts, "C" curve, miniature circuit breaker suitable for inductive load of following poles in the existing MCB DB complete with connections, testing and commissioning etc. as required.Triple pole |  | 4 | each |  |  |  | Excess(+) | 1 | Full Conversion | INR | [40 empty] | #VALUE! | #VALUE! | #VALUE!
17.76 | 2.10.1 : Supplying and fixing 5 amps to 32 amps rating, 240/415 volts, "C" curve, miniature circuit breaker suitable for inductive load of following poles in the existing MCB DB complete with connections, testing and commissioning etc. as required.Single pole |  | 318 | each |  |  |  | Excess(+) | 1 | Full Conversion | INR | [40 empty] | #VALUE! | #VALUE! | #VALUE!
17.77 | 90.14.11.3 : MCCB Accessories |  | 1 | no |  |  |  | Excess(+) | 1 | Full Conversion | INR | [40 empty] | #VALUE! | #VALUE! | #VALUE!
17.78 | 90.14.11.14 : MCCB Accessories |  | 8 | no |  |  |  | Excess(+) | 1 | Full Conversion | INR | [40 empty] | #VALUE! | #VALUE! | #VALUE!
17.79 | od227604/2024_2025 : Supply and fixing one set of spreader/ terminal adaptor kit Extended terminal for 4 pole MCCB of rating 100 A (8 Pcs) |  | 7 | each |  |  |  | Excess(+) | 1 | Full Conversion | INR | [40 empty] | #VALUE! | #VALUE! | #VALUE!
17.8 | od227605/2024_2025 : Supply and fixing one set of spreader/ terminal adaptor kit Extended terminal for 4 pole MCCB of rating 200 A &amp; 250 A (8 Pcs) |  | 1 | each |  |  |  | Excess(+) | 1 | Full Conversion | INR | [40 empty] | #VALUE! | #VALUE! | #VALUE!
17.81 | 90.14.1.2 : Fabrication, supply, conveyance, installation testing and commissioning of floor or wall mounting, dust and vermin proof, cubicle type MV panel board comprising of the following components/ devices & complying to IS 8623.<br> Fabrication of fully partitioned, dust and vermin proof enclosure for panel assembly as per form 4 of IS 8623 (with latest amendments) using CRCA sheet as per approved design and requirement, with front and rear access facility, bus bar chambers, hinged doors for all switch gear compartments, earthing the doors using 4 sq mm braided copper conductor, providing necessary cut-outs for mounting meters, relays, indication lamps, bus bar interconnection etc, detachable covers for bus bar chamber and cable alley, powder coating the assembly after subjecting to 7 tank process etc as required. CRCA sheet alone be used for the fabrication. Angles/ flats/ slotted angles etc shall not be used for the fabrication of panel assembly. The measurments will be taken the area of the complete sheets used for panel board including partitions, folding, shrouding etc. |  | 10 | sqm |  |  |  | Excess(+) | 1 | Full Conversion | INR | [40 empty] | #VALUE! | #VALUE! | #VALUE!
17.82 | 90.14.2.1 : Supply and providing 2mm SMC sheet as shrouding for bus interconnection / terminations etc. including required nut & bolt etc. |  | 3 | sqm |  |  |  | Excess(+) | 1 | Full Conversion | INR | [40 empty] | #VALUE! | #VALUE! | #VALUE!
17.83 | 90.14.3.1 : Supply and providing heavy duty 'A' section neoprene gasket in the panel board |  | 20 | metre |  |  |  | Excess(+) | 1 | Full Conversion | INR | [40 empty] | #VALUE! | #VALUE! | #VALUE!
17.84 | 90.14.4 : Supply and fabrication conveyance and installation of base frame of panel board using 75 x 40 mm rolled steel channel (ISMC) |  | 6 | metre |  |  |  | Excess(+) | 1 | Full Conversion | INR | [40 empty] | #VALUE! | #VALUE! | #VALUE!
17.85 | od227602/2024_2025 : Supply and providing MS Chequered plates of suitable thickness including cutting, welding, painting etc. as required.&lt;br&gt;&lt;br&gt; |  | 200 | kg |  |  |  | Excess(+) | 1 | Full Conversion | INR | [40 empty] | #VALUE! | #VALUE! | #VALUE!
17.86 | 90.14.5 : Supply and fabrication conveyance and installation of angle iron frame work for wall mounting panel board |  | 500 | kg |  |  |  | Excess(+) | 1 | Full Conversion | INR | [40 empty] | #VALUE! | #VALUE! | #VALUE!
17.87 | 90.14.6 : Supply and providing copper bus bars including finger type SMC bus bar supports in the bus chamber, suitable size nut & bolt, providng heat shrink sleeves etc. as required. |  | 2000 | Cum cm |  |  |  | Excess(+) | 1 | Full Conversion | INR | [40 empty] | #VALUE! | #VALUE! | #VALUE!
17.88 | 90.14.7 : Supply and providing copper earth bus in the panel board |  | 250 | Cum cm |  |  |  | Excess(+) | 1 | Full Conversion | INR | [40 empty] | #VALUE! | #VALUE! | #VALUE!
17.89 | 5.4 : Earthing with G.I. earth plate 600 mm X 600 mm X 6 mm thick including accessories, and providing masonry enclosure with cover plate having locking arrangement and watering pipe of 2.7 metre long etc. with charcoal/ coke and salt as required. |  | 2 | set |  |  |  | Excess(+) | 1 | Full Conversion | INR | [40 empty] | #VALUE! | #VALUE! | #VALUE!
17.9 | od216746/2024_2025 : Supply and laying the following sizes of Cu strips laid 0.6 m below ground level including excavating trench of suitable size and refilling, including necessary clamps and bolts etc and all accessories as required for complete installation as instructed by engineer in charge/consultant. &lt;br&gt;25 X 3 Cu strips tinned at the joints |  | 40 | metre |  |  |  | Excess(+) | 1 | Full Conversion | INR | [40 empty] | #VALUE! | #VALUE! | #VALUE!
17.91 | od216747/2024_2025 : Supply and laying the following sizes of earthing bare copper/strips on cable tray or wall surface, including necessary clamps (each clamp not exceeding 60 cm) and bolts etc as required for complete installation as instructed by engineer in charge/consultant. &lt;br&gt;25 X 3 Cu strips tinned at the joints |  | 20 | metre |  |  |  | Excess(+) | 1 | Full Conversion | INR | [40 empty] | #VALUE! | #VALUE! | #VALUE!
17.92 | 90.12.7.28 : Supply, laying and clamping of 1 no. PVC insulated and PVC sheathed armoured aluminium power cable, 1.1 KV grade of the following sizes using clamps noted along with the cables, spacing of clamps not exceeding 60cms, making good the damages , colour washing etc. as required. |  | 150 | metre |  |  |  | Excess(+) | 1 | Full Conversion | INR | [40 empty] | #VALUE! | #VALUE! | #VALUE!
17.93 | 90.12.7.35 : Supply, laying and clamping of 1 no. PVC insulated and PVC sheathed armoured aluminium power cable, 1.1 KV grade of the following sizes using clamps noted along with the cables, spacing of clamps not exceeding 60cms, making good the damages , colour washing etc. as required. |  | 100 | metre |  |  |  | Excess(+) | 1 | Full Conversion | INR | [40 empty] | #VALUE! | #VALUE! | #VALUE!
17.94 | 90.12.5.35 : Supply & laying of one number PVC insulated and PVC sheathed armoured aluminium power cable of 1.1KV grade of the following sizes in the existing RCC/ HUME / STONE WARE/ GI/ DWC pipe as required. |  | 1300 | metre |  |  |  | Excess(+) | 1 | Full Conversion | INR | [40 empty] | #VALUE! | #VALUE! | #VALUE!
17.95 | 90.12.5.40 : Supply & laying of one number PVC insulated and PVC sheathed armoured aluminium power cable of 1.1KV grade of the following sizes in the existing RCC/ HUME / STONE WARE/ GI/ DWC pipe as required. |  | 915 | metre |  |  |  | Excess(+) | 1 | Full Conversion | INR | [40 empty] | #VALUE! | #VALUE! | #VALUE!
17.96 | 90.12.7.40 : Supply, laying and clamping of 1 no. PVC insulated and PVC sheathed armoured aluminium power cable, 1.1 KV grade of the following sizes using clamps noted along with the cables, spacing of clamps not exceeding 60cms, making good the damages , colour washing etc. as required. |  | 15 | metre |  |  |  | Excess(+) | 1 | Full Conversion | INR | [40 empty] | #VALUE! | #VALUE! | #VALUE!
17.97 | 90.12.7.41 : Supply, laying and clamping of 1 no. PVC insulated and PVC sheathed armoured aluminium power cable, 1.1 KV grade of the following sizes using clamps noted along with the cables, spacing of clamps not exceeding 60cms, making good the damages , colour washing etc. as required. |  | 30 | metre |  |  |  | Excess(+) | 1 | Full Conversion | INR | [40 empty] | #VALUE! | #VALUE! | #VALUE!
17.98 | 9.1.32 : Supplying and making end termination with brass compression gland and aluminium lugs for following size of PVC insulated and PVC sheathed / XLPE aluminium conductor cable of 1.1 KV grade as required.4 X 10 sq. mm (25mm) |  | 126 | set |  |  |  | Excess(+) | 1 | Full Conversion | INR | [40 empty] | #VALUE! | #VALUE! | #VALUE!
17.99 | 9.1.33 : Supplying and making end termination with brass compression gland and aluminium lugs for following size of PVC insulated and PVC sheathed / XLPE aluminium conductor cable of 1.1 KV grade as required.4 X 16 sq. mm (28mm) |  | 4 | set |  |  |  | Excess(+) | 1 | Full Conversion | INR | [40 empty] | #VALUE! | #VALUE! | #VALUE!
18 | 9.2.18 : Supplying and making outdoor end termination with cast resin compound including aluminium lugs and other jointing materials for following size of PVC insulated and PVC sheathed / XLPE aluminium conductor cable of 1.1 KV grade as required.3 1/2 X 35 sq. mm |  | 8 | each |  |  |  | Excess(+) | 1 | Full Conversion | INR | [40 empty] | #VALUE! | #VALUE! | #VALUE!
18.01 | 9.2.26 : Supplying and making outdoor end termination with cast resin compound including aluminium lugs and other jointing materials for following size of PVC insulated and PVC sheathed / XLPE aluminium conductor cable of 1.1 KV grade as required.3 1/2 X 240 sq. mm |  | 4 | each |  |  |  | Excess(+) | 1 | Full Conversion | INR | [40 empty] | #VALUE! | #VALUE! | #VALUE!
18.02 | 90.12.10.2 : Supply & laying of DWC pipe in ordinary soil 0.75m below ground level including excavation |  | 915 | metre |  |  |  | Excess(+) | 1 | Full Conversion | INR | [40 empty] | #VALUE! | #VALUE! | #VALUE!
18.03 | 90.12.10.10 : Supply & laying of DWC pipe in ordinary soil 0.75m below ground level including excavation |  | 1300 | metre |  |  |  | Excess(+) | 1 | Full Conversion | INR | [40 empty] | #VALUE! | #VALUE! | #VALUE!
18.04 | 90.16.2.4 : Supply and laying of the following sizes of B class GI pipe laid 0.6 m below ground level including excavating trench of suitable size and refilling etc, as required.40 mm dia G.I. pipe ( medium class) |  | 50 | metre |  |  |  | Excess(+) | 1 | Full Conversion | INR | [40 empty] | #VALUE! | #VALUE! | #VALUE!
18.05 | od216760/2024_2025 : Supply and providing Red, Green, Black, Yellow, Orange colours LED indicators, AC/DC 22.5mm cut out dia&lt;br&gt;&lt;br&gt; |  | 2 | each |  |  |  | Excess(+) | 1 | Full Conversion | INR | [40 empty] | #VALUE! | #VALUE! | #VALUE!
18.06 | od216761/2024_2025 : Supply and providing Blue Colour LED indicator lamp, AC/DC, 22.5 cm cut out dia&lt;br&gt;&lt;br&gt; |  | 1 | each |  |  |  | Excess(+) | 1 | Full Conversion | INR | [40 empty] | #VALUE! | #VALUE! | #VALUE!
18.07 | od216762/2024_2025 : Providing and fixing following multi function meter to read: V, A, F, 3 phase accuracy class 1 in existing panel and giving connection complete&lt;br&gt;&lt;br&gt; |  | 1 | each |  |  |  | Excess(+) | 1 | Full Conversion | INR | [40 empty] | #VALUE! | #VALUE! | #VALUE!
18.08 | od216763/2024_2025 : Supply and fixing selector switch suitable for multi function meter in existing enclosure.&lt;br&gt;&lt;br&gt; |  | 1 | each |  |  |  | Excess(+) | 1 | Full Conversion | INR | [40 empty] | #VALUE! | #VALUE! | #VALUE!
18.09 | od216764/2024_2025 : Supply and fixing 20 A bake lite type HRC fuse base with link in existing metal box and giving connections etc.as required.&lt;br&gt;&lt;br&gt; |  | 3 | each |  |  |  | Excess(+) | 1 | Full Conversion | INR | [40 empty] | #VALUE! | #VALUE! | #VALUE!
18.1 | od216765/2024_2025 : Supply and installation of Enamelled Danger Notice Board of size 200 x 150 mm. with inscriptions ( both in English and Malayalam) and conventional Skull and Bone in Red colour.&lt;br&gt;&lt;br&gt; |  | 1 | each |  |  |  | Excess(+) | 1 | Full Conversion | INR | [40 empty] | #VALUE! | #VALUE! | #VALUE!
18.11 | od216766/2024_2025 : Supply and providing 2.5mm thick Elastomeric fire retardant insulating mat as per IS 15652/2006 to withstand 11 KV dielectric strength.&lt;br&gt;&lt;br&gt; |  | 2 | sqm |  |  |  | Excess(+) | 1 | Full Conversion | INR | [40 empty] | #VALUE! | #VALUE! | #VALUE!
18.12 | od216767/2024_2025 : Supply and providing 9 Liter capacity GI Fire Bucket painted in post office red with primer coat of red oxide and written with white paint &apos;FIRE&apos; mounted on MS angle frame work/ wall bracket filled with fine sand, painting the bracket/ floor stand including making good the damages, colour washing etc. as required.&lt;br&gt;&lt;br&gt; |  | 8 | each |  |  |  | Excess(+) | 1 | Full Conversion | INR | [40 empty] | #VALUE! | #VALUE! | #VALUE!
18.13 | od216768/2024_2025 : Supply conveyance installation of portable type ABC TYPE 5 KG Capacity fire extinguisher in position etc. as required&lt;br&gt;&lt;br&gt; |  | 7 | each |  |  |  | Excess(+) | 1 | Full Conversion | INR | [40 empty] | #VALUE! | #VALUE! | #VALUE!
18.14 | od216769/2024_2025 : Supply conveyance installation of portable type CO2 TYPE 4.5 KG Capacity fire extinguisher in position&lt;br&gt;&lt;br&gt; |  | 7 | each |  |  |  | Excess(+) | 1 | Full Conversion | INR | [40 empty] | #VALUE! | #VALUE! | #VALUE!
18.15 | od216770/2024_2025 : Painting letters or figures of the following sizes with enamel paint as identification mark to SB, DB, panel board etc as required 2.50 cm, 4 cm or 5 cm height&lt;br&gt;&lt;br&gt; |  | 500 | no |  |  |  | Excess(+) | 1 | Full Conversion | INR | [40 empty] | #VALUE! | #VALUE! | #VALUE!
18.16 | od216771/2024_2025 : Charges for preparation of Electrical Schematic per A3 sheet first copy&lt;br&gt;&lt;br&gt; |  | 40 | each |  |  |  | Excess(+) | 1 | Full Conversion | INR | [40 empty] | #VALUE! | #VALUE! | #VALUE!
18.17 | od216772/2024_2025 : Copying charges for additional copies per A3 sheet&lt;br&gt;&lt;br&gt; |  | 75 | each |  |  |  | Excess(+) | 1 | Full Conversion | INR | [40 empty] | #VALUE! | #VALUE! | #VALUE!
18.18 | 14.1 : Excavation for foundation in soft soil including dressing of sides and ramming of bottoms, lift upto 1.5 m including getting out the excavated soil and disposal of surplus excavated soil as directed, within a lead of 50 metres. |  | 10 | cum |  |  |  | Excess(+) | 1 | Full Conversion | INR | [40 empty] | #VALUE! | #VALUE! | #VALUE!
18.19 | 14.10 : Providing and laying in position reinforced cement concrete 1 :2:4 (1 cement : 2 coarse sand : 4 graded stone aggregate 20 mm nominal size) in foundation of pump, DG set etc. including form work etc. as required (excluding reinforcement). |  | 2 | cum |  |  |  | Excess(+) | 1 | Full Conversion | INR | [40 empty] | #VALUE! | #VALUE! | #VALUE!
18.2 | 14.12 : Providing 15mm thick cement plaster of mix 1:4 (1 cement : 4 fine sand) at all levels. |  | 5 | sqm |  |  |  | Excess(+) | 1 | Full Conversion | INR | [40 empty] | #VALUE! | #VALUE! | #VALUE!
19 | SITC of 13 passenger Lifts | [7 empty] | 1
19.01 | od223674/2024_2025 : Type of Lift :Passenger Lift&lt;br&gt;No of Lift requierd :1 Nos ( ONE )&lt;br&gt;Capacity 884Kg / 13 Passenger&lt;br&gt;Rated speed :1.00 M/S&lt;br&gt;Travel :18. 5 m. approx.&lt;br&gt;No of floor&amp;Entrance served :G +3 Upper floor, 4 openings&lt;br&gt;No of Floors served 4 Floors, 4 opening&lt;br&gt;Method of control :With/ with out attendent&lt;br&gt; :with microprocessor&lt;br&gt; :Controller.&lt;br&gt;Machine Room less / Machin Type : With Machine Room less Gear Less &lt;br&gt;Size of Lift well :2570mmx 2370 mm&lt;br&gt;Position of counter weight :Rear side of the Car.&lt;br&gt;Size of platform :As per ISS&lt;br&gt;Drive :Veriable Voltage&amp; Veriable frequency&lt;br&gt; :wih levelling accuracy of +/-8mm&lt;br&gt;Operation :Simplex full selective collective&lt;br&gt; :control with load weighting device.&lt;br&gt;Car Body : M. S powder coated door&lt;br&gt; : false ceiling, indirect lighting,&lt;br&gt; fan, push&amp;talk and floor with anti skid.&lt;br&gt;Car Entrance :Automatic centre opening sliding&lt;br&gt; door as per ISS with&lt;br&gt; :provision for mechanical opening Key.&lt;br&gt;Hoist way entrence :as above&lt;br&gt;Call &amp; Position indicators :Indicators provided all landings.&lt;br&gt;Electric Supply :Suitable for operating in 415 V AC&lt;br&gt;Electric supply (light) :230V, single phase&lt;br&gt;Voltagr stabilizer :Suitable capacity servo stabilizer.&lt;br&gt; :for motor and inbuilt stabilizer for&lt;br&gt; :controller.&lt;br&gt;Indication ,Push butons :a) LED indication ( inside car and at all and other requirements landings&lt;br&gt; b) Call indicator ( inside car - LED )&lt;br&gt; c) Push button for door, car and door open. &lt;br&gt; d)Flush mounted switch for fan &amp; light.&lt;br&gt; ef) Non stop button&lt;br&gt; f) battery operated emergency lamp&lt;br&gt; with rechargable battery.&lt;br&gt; gh)battery operated alarm bell&lt;br&gt; h) Firemen&apos;s switch at main lobby&lt;br&gt; i) Auto/ Attendant control-inside car.&lt;br&gt;Winding Handle : Manual winding wheel in case of an&lt;br&gt; emergency.&lt;br&gt;Safeties 1) over speed governor&lt;br&gt; 2)Saftey gear buffers.&lt;br&gt; 3)Motor over speed protection&lt;br&gt; 4)Phase reversal protection&lt;br&gt; 5)Final limit switches&lt;br&gt; 6) other safeties as per ISS &lt;br&gt; 7) Single phasing preventer&lt;br&gt;Leveling : Automatic leveling at all landing&lt;br&gt;Control Panel :Control panel shall be accommodated&lt;br&gt; in dust and vermin proof sheet metel&lt;br&gt; enclosure.&lt;br&gt;Tests :At site tests as per IS 14665/2001 to&lt;br&gt; be carried out before handing over.&lt;br&gt;Door opening : Infra red door opening system to be &lt;br&gt; Provided for the entire length.&lt;br&gt;ARD :Automatic rescue device with an &lt;br&gt; electronic controller and with necessary&lt;br&gt; maintanance free batteries. The rescue&lt;br&gt; operation shall act with in 10 sceonds&lt;br&gt; of power failure.&lt;br&gt;Scope of work :1) Supply of Lift materials&lt;br&gt; 2) Minor civil works such as construction&lt;br&gt; of buffer block in the pit, machine &lt;br&gt; foundation in the machine room.&lt;br&gt; necessary foundation for mounting the&lt;br&gt; control panel, cutting pockets and brakets&lt;br&gt; for guide rails, grouting boxes for control&lt;br&gt; units in the front side etc. This does not &lt;br&gt; include correction of wall opening on the &lt;br&gt; front side of the wall.&lt;br&gt; 3) Scaffolding&lt;br&gt; 4) Door frames&lt;br&gt; 5) Supporting steel&lt;br&gt; 6)Supply of booklet with complte details&lt;br&gt; of maintenance schedule and control&lt;br&gt; diagram.&lt;br&gt; 7) Giving training to dept. staff for attending&lt;br&gt; trouble shooting.&lt;br&gt; 8) Obtaining scheme approval as well as&lt;br&gt; energisation certificate from ele. Inspectorat &lt;br&gt; of necessary drawing for the same.&lt;br&gt; Necessary fee shall be remitted to the&lt;br&gt; inspectorate by the firm for which no refund&lt;br&gt; will be made from the department&lt;br&gt; 9) Free servicing for 12 months after&lt;br&gt; handing over.&lt;br&gt;Guarantee : Company shall carry out free maintennace :&lt;br&gt; during warranty period which hall include.&lt;br&gt; 1) Cleaning lift equipment.&lt;br&gt; 2) Lubricating all reqd. parts.&lt;br&gt; 3)Replacing of lubricating oil as and when&lt;br&gt; required.&lt;br&gt; 4) Cheeking and adjusting contacts.&lt;br&gt; 5) Replacing fusible items, alarm etc.&lt;br&gt; 6)Recharging / replacing batteries in case&lt;br&gt; of such requirements&lt;br&gt; 7) replacing / rewinding motor if required.&lt;br&gt; 8) Replacing / renewing all defective parts&lt;br&gt; of the lift including V3F unit if found&lt;br&gt; necessary.&lt;br&gt; |  | 1 | no |  |  |  | Excess(+) | 1 | Full Conversion | INR | [40 empty] | #VALUE! | #VALUE! | #VALUE!
19.02 | od227603/2024_2025 : Supply, Installation, Testing and Commissioning of 13 passenger Capacity 884Kg / 13 Passenger Rated speed :1.00 M/S Travel :8 m. approx. No of floor&amp;Entrance served :G +2 Upper floor, 3 openings No of Floors served 3 Floors, 3 opening Method of control :With/ with out attendent :with microprocessor :Controller. Machin Room / Machin Type : With Machine Room Gear Less Size of Lift well :2570mmx 2370 mm Position of counter weight :Rear side of the Car. Size of platform :As per ISS Drive :Veriable Voltage&amp; Veriable frequency :wih levelling accuracy of +/-8mm Operation :Simplex full selective collective :control with load weighting device. Car Body : M. S powder coated door : false ceiling, indirect lighting, fan, push&amp;talk and floor with anti skid. Car Entrance :Automatic centre opening sliding door as per ISS with :provision for mechanical opening Key. Hoist way entrence :as above Call &amp; Position indicators :Indicators provided all landings. Electric Supply :Suitable for operating in 415 V AC Electric supply (light) :230V, single phase Voltagr stabilizer :Suitable capacity servo stabilizer. :for motor and inbuilt stabilizer for :controller. Indication ,Push butons :a) LED indication ( inside car and at all and other requirements landings b) Call indicator ( inside car - LED ) c) Push button for door, car and door open. d)Flush mounted switch for fan &amp; light. ef) Non stop button f) battery operated emergency lamp with rechargable battery. gh)battery operated alarm bell h) Firemen&apos;s switch at main lobby i) Auto/ Attendant control-inside car. Winding Handle : Manual winding wheel in case of an emergency. Safeties 1) over speed governor 2)Saftey gear buffers. 3)Motor over speed protection 4)Phase reversal protection 5)Final limit switches 6) other safeties as per ISS 7) Single phasing preventer Leveling : Automatic leveling at all landing Control Panel :Control panel shall be accommodated in dust and vermin proof sheet metel enclosure. Tests :At site tests as per IS 14665/2001 to be carried out before handing over. Door opening : Infra red door opening system to be Provided for the entire length. ARD :Automatic rescue device with an electronic controller and with necessary maintanance free batteries. The rescue operation shall act with in 10 sceonds of power failure. Scope of work :1) Supply of Lift materials 2) Minor civil works such as construction of buffer block in the pit, machine foundation in the machine room. necessary foundation for mounting the control panel, cutting pockets and brakets for guide rails, grouting boxes for control units in the front side etc. This does not include correction of wall opening on the front side of the wall. 3) Scaffolding 4) Door frames 5) Supporting steel 6)Supply of booklet with complte details of maintenance schedule and control diagram. 7) Giving training to dept. staff for attending trouble shooting. 8) Obtaining scheme approval as well as energisation certificate from ele. Inspectorat of necessary drawing for the same. Necessary fee shall be remitted to the inspectorate by the firm for which no refund will be made from the department 9) Free servicing for 12 months after handing over. Guarantee : Company shall carry out free maintennace : during warranty period which hall include. 1) Cleaning lift equipment. 2) Lubricating all reqd. parts. 3)Replacing of lubricating oil as and when required. 4) Cheeking and adjusting contacts. 5) Replacing fusible items, alarm etc. 6)Recharging / replacing batteries in case of such requirements 7) replacing / rewinding motor if required. 8) Replacing / renewing all defective parts of the lift including V3F unit if found necessary. |  | 1 | each |  |  |  | Excess(+) | 1 | Full Conversion | INR | [40 empty] | #VALUE! | #VALUE! | #VALUE!
19.03 | od225430/2024_2025 : Annual comprehensive maintenance contract of 13 passenger single automatic push button with/without attendant lifts which include routine preventive and break down maintenance for a period of five years i/c repair, replacement of worn out items with minimum down time warranty &amp; guarantee of repaired/ replaced items i/c lamps, battery of ARD lighting system etc. after completion of one year of guarantee period. (Rate quoted shall be per month per lift) Cost of AMC for 4 years after completion of 1 year free maintenance. 1st Year AMC Charges |  | 2 | each |  |  |  | Excess(+) | 1 | Full Conversion | INR | [40 empty] | #VALUE! | #VALUE! | #VALUE!
19.04 | od225431/2024_2025 : Annual comprehensive maintenance contract of 13 passenger single automatic push button with/without attendant lifts which include routine preventive and break down maintenance for a period of five years i/c repair, replacement of worn out items with minimum down time warranty &amp; guarantee of repaired/ replaced items i/c lamps, battery of ARD lighting system etc. after completion of one year of guarantee period. (Rate quoted shall be per month per lift) Cost of AMC for 4 years after completion of 1 year free maintenance. 2nd Year AMC Charges |  | 2 | each |  |  |  | Excess(+) | 1 | Full Conversion | INR | [40 empty] | #VALUE! | #VALUE! | #VALUE!
19.05 | od225432/2024_2025 : Annual comprehensive maintenance contract of 13 passenger single automatic push button with/without attendant lifts which include routine preventive and break down maintenance for a period of five years i/c repair, replacement of worn out items with minimum down time warranty &amp; guarantee of repaired/ replaced items i/c lamps, battery of ARD lighting system etc. after completion of one year of guarantee period. (Rate quoted shall be per month per lift) Cost of AMC for 4 years after completion of 1 year free maintenance. 3rd Year AMC Charges |  | 2 | each |  |  |  | Excess(+) | 1 | Full Conversion | INR | [40 empty] | #VALUE! | #VALUE! | #VALUE!
19.06 | od225433/2024_2025 : Annual comprehensive maintenance contract of 13 passenger single automatic push button with/without attendant lifts which include routine preventive and break down maintenance for a period of five years i/c repair, replacement of worn out items with minimum down time warranty &amp; guarantee of repaired/ replaced items i/c lamps, battery of ARD lighting system etc. after completion of one year of guarantee period. (Rate quoted shall be per month per lift) Cost of AMC for 4 years after completion of 1 year free maintenance 4th Year AMC Charges |  | 2 | each |  |  |  | Excess(+) | 1 | Full Conversion | INR | [40 empty] | #VALUE! | #VALUE! | #VALUE!
20 | SITC of Fire Fitting System | [7 empty] | 1
20.01 | od224777/2024_2025 : BOOSTER PUMP :- Supply, Installation, Testing and Commissioning of Booster Pump with AC driven TEFC motor, mono block, rated for 450 LPM at 35 M head 3 phase 7.5 HP complete with all accessories in position and giving connections etc as required. (Make : LUBI) |  | 1 | each |  |  |  | Excess(+) | 1 | Full Conversion | INR | [40 empty] | #VALUE! | #VALUE! | #VALUE!
20.02 | 90.14.28.2 : S & F Motor starters of the following ratings |  | 1 | each |  |  |  | Excess(+) | 1 | Full Conversion | INR | [40 empty] | #VALUE! | #VALUE! | #VALUE!
20.03 | od224778/2024_2025 : PRESSURE GAUGE:&bull; Supply, Installation,Testing and Commissioning of Pressure Gauge in position etc as required. 100 mm dia |  | 1 | each |  |  |  | Excess(+) | 1 | Full Conversion | INR | [40 empty] | #VALUE! | #VALUE! | #VALUE!
20.04 | od224779/2024_2025 : Providing &amp; fixing of pressure switch in M.S. pipe line including connection etc. as required |  | 1 | each |  |  |  | Excess(+) | 1 | Full Conversion | INR | [40 empty] | #VALUE! | #VALUE! | #VALUE!
20.05 | od224780/2024_2025 : Providing, laying, testing &amp; commissioning of &apos;B&apos; class heavy duty MS pipe conforming to IS 3589/IS 1239 including Welding, fittings like elbows, tees, flanges, tapers, nuts bolts, gaskets etc. and fixing the pipe on the wall/ceiling with suitable clamp/support frame and painting with two or more coats of synthetic enamel paint of required shade complete as required : 100 mm dia |  | 100 | metre |  |  |  | Excess(+) | 1 | Full Conversion | INR | [40 empty] | #VALUE! | #VALUE! | #VALUE!
20.06 | od224781/2024_2025 : HOSE REEL (IMPORTED ISI MARKED):- Supply, Installation Testing &amp; Commissioning of swing type hose reel confirming to IS : 884/1985 drum made of MS sheet to keep 19 MM dia 30 M long rubber hose pipe with PVC nozzle on one end and all other necessary fixing materials in position etc as required |  | 5 | each |  |  |  | Excess(+) | 1 | Full Conversion | INR | [40 empty] | #VALUE! | #VALUE! | #VALUE!
20.07 | od224782/2024_2025 : Supplying, fixing, testing and commissioning of butterfly valve of PN 1.6 rating with bronze/gunmetal seat duly ISI marked complete with nuts, bolts, washers, gaskets conforming to IS 13095 of following sizes as required. 100 mm dia |  | 4 | each |  |  |  | Excess(+) | 1 | Full Conversion | INR | [40 empty] | #VALUE! | #VALUE! | #VALUE!
20.08 | od224783/2024_2025 : BALL VALVE : Supply, Installation, Testing and Commissioning of Ball valve in position etc as required. 20mm dia |  | 4 | no |  |  |  | Excess(+) | 1 | Full Conversion | INR | [40 empty] | #VALUE! | #VALUE! | #VALUE!
20.09 | od224784/2024_2025 : NON RETURN VALVE:- Supply Installation, Testing and Commissioning of Non-return valve of following sizes without bye pass arrangements swing check type with Cast iron body and flanges drilled to IS : 1538. in position etc as required. 100 MM dia |  | 1 | no |  |  |  | Excess(+) | 1 | Full Conversion | INR | [40 empty] | #VALUE! | #VALUE! | #VALUE!
20.1 | od224785/2024_2025 : AIR RELEASE VALVE:- Supply Installation Testing and Commissioning of Air release valve 15 mm gun metal in position etc as required. |  | 1 | each |  |  |  | Excess(+) | 1 | Full Conversion | INR | [40 empty] | #VALUE! | #VALUE! | #VALUE!
20.11 | od224786/2024_2025 : FIRE BRIGADE INLET 2 WAY: Supply Installation, Testing and Commissioning of fire brigade connection comprising of 2 Stainless steel inlets in position etc as required |  | 1 | each |  |  |  | Excess(+) | 1 | Full Conversion | INR | [40 empty] | #VALUE! | #VALUE! | #VALUE!
20.12 | od224787/2024_2025 : FIRE DETECTION AND ALARM SYSTEM (CONVENTIONAL)- Supplying, installation, testing &amp; commissioning of manual call boxes of MS Construction in surface/recess with stainless steel chain &amp; hammer assembly Complete with glass and push button etc. as required. |  | 4 | each |  |  |  | Excess(+) | 1 | Full Conversion | INR | [40 empty] | #VALUE! | #VALUE! | #VALUE!
20.13 | od224788/2024_2025 : FIRE DETECTION AND ALARM SYSTEM (CONVENTIONAL)- Supplying, installation, testing &amp; commissioning fire alarm sounder (HOOTER) with facility to make announcement, mounted in M.S. box (16 SWG) with hinged cover plate &amp; suitable for operation with amplifier i/c line matching transformer etc. complete as required. |  | 4 | each |  |  |  | Excess(+) | 1 | Full Conversion | INR | [40 empty] | #VALUE! | #VALUE! | #VALUE!
20.14 | od224789/2024_2025 : FIRE ALARM PANEL- Supply,Installation of Microprocessor based main control panel of 4 Zone, including battery charging system, with all attachment for the alarm system with auto alert facilities and made MS sheet floor/wall mounting with locking arrangements duly painted as per the fire standard requirement. |  | 1 | each |  |  |  | Excess(+) | 1 | Full Conversion | INR | [40 empty] | #VALUE! | #VALUE! | #VALUE!
20.15 | od224790/2024_2025 : Supply and providing Glow Sign boards of 3mm PVC foam board size not less than 12&quot; x 4&quot; as required. |  | 8 | each |  |  |  | Excess(+) | 1 | Full Conversion | INR | [40 empty] | #VALUE! | #VALUE! | #VALUE!
20.16 | od224791/2024_2025 : Supplying and installing in position LED &quot;EXIT&quot; sign boards with battery backup. (size 30cm x 15cm) |  | 8 | each |  |  |  | Excess(+) | 1 | Full Conversion | INR | [40 empty] | #VALUE! | #VALUE! | #VALUE!
20.17 | od224792/2024_2025 : INVERTER - Supply, Conveyance and installation of INVERTER 900 VA with 88 AH Exide Battery including testing and commissioning etc as required.( For emergency lighting is independently connected and operated one switch.) |  | 1 | each |  |  |  | Excess(+) | 1 | Full Conversion | INR | [40 empty] | #VALUE! | #VALUE! | #VALUE!
20.18 | od224793/2024_2025 : Supply, Conveyance, installation, testing and commissioning of 3W Super Bright LED light fittings of following type Including giving connections with required length of 16/0.20 mm 3 core round copper conductor flex wire conforming to relevant ISS or with the extended original wiring, making good the damages, colour washing etc. as required. (Philips/Wipro/Cromption or equivalent) |  | 22 | each |  |  |  | Excess(+) | 1 | Full Conversion | INR | [40 empty] | #VALUE! | #VALUE! | #VALUE!
20.19 | 1.21.1 : Supplying and fixing of following sizes of medium class PVC conduit along with accessories in surface/ recess including cutting the wall and making good the same in case of recessed conduit as required.20 mm |  | 400 | metre |  |  |  | Excess(+) | 1 | Full Conversion | INR | [40 empty] | #VALUE! | #VALUE! | #VALUE!
20.2 | 1.17.2 : Supplying and drawing following sizes of FRLS PVC insulated copper conductor, single core cable in the existing surface / recessed steel/ PVC conduit as required.2 x 1.5 sq. mm |  | 400 | metre |  |  |  | Excess(+) | 1 | Full Conversion | INR | [40 empty] | #VALUE! | #VALUE! | #VALUE!
21 | STP(Electro mechanical parts)-200KLD | BI01010001010000000000000515BI0100001119 | [6 empty] | 1 | [45 empty] | 1.01 | Supplying, Conveying and fixing spls. Including eart | item1 | 123.223 | Nos
21.01 | od240718/2024_2025 : IoT Controller - Control unit with intranet web access, microprocessor control with pre-set work cycles, real-time controlled, graphic display, operating hours&rsquo; counter, optional manual and automatic mode, acknowledgeable visual and acoustic fault message, mains failure alarm, logbook function operating levels |  | 2 | no |  |  |  | Excess(+) | 1 | Full Conversion | INR | [40 empty] | #VALUE! | #VALUE! | #VALUE! | 1.02 | Construction of chamber for 100mm sluice plates | item2 | 213 | Nos
21.02 | od240727/2024_2025 : Panel Board enclosure - Panel board (Class IP 55/65) for the enclosure of controller and necessary electrical equipment&rsquo;s (phase failure relay, MPCB, contactor) |  | 2 | no |  |  |  | Excess(+) | 1 | Full Conversion | INR | [40 empty] | #VALUE! | #VALUE! | #VALUE! | 2 | Construction of chamber for 100mm sluices valve | item3 | 10 | Nos
21.03 | od240730/2024_2025 : Compressor / Side Channel blower - Side Channel Blower / Claw Compressor 100cu.m/hr (4.2KW), 3 Ph - 4 units OR 200cu.m/hr (6KW), 3 Ph &ndash; 2 units |  | 1 | no |  |  |  | Excess(+) | 1 | Full Conversion | INR | [40 empty] | #VALUE! | #VALUE! | #VALUE!
21.04 | od240735/2024_2025 : Diffusers in aeration tank - EPDM Fine bubble Tubular diffusers - (1 m Tubular Diffuser) with SOTE &lt; 8.5%/m at a flow rate of 5 cu.m/hr or equivalent&lt;br&gt;Make Jaeger/Envicon&lt;br&gt; |  | 64 | no |  |  |  | Excess(+) | 1 | Full Conversion | INR | [40 empty] | #VALUE! | #VALUE! | #VALUE!
21.05 | od240741/2024_2025 : Filtration system - Filtration system of capacity 14-15 cum per hr including starter panel, PSF, ACF, Filter feed pump (1W + 1S) with chlorine disinfection |  | 1 | set |  |  |  | Excess(+) | 1 | Full Conversion | INR | [40 empty] | #VALUE! | #VALUE! | #VALUE!
21.06 | od240742/2024_2025 : Components for assembling and fixing solenoid valve set&lt;br&gt;Manifold for valves in SS 304 and Brass/ 3/2 SS 304 output stands for diffusion of air from valves - |  | 8 | no |  |  |  | Excess(+) | 1 | Full Conversion | INR | [40 empty] | #VALUE! | #VALUE! | #VALUE!
21.07 | od240743/2024_2025 : Components for assembling and fixing solenoid valve set&lt;br&gt;Solenoid valve for airlift arrangement (Asco) (2&rdquo; &ndash; 2.5&rdquo;) - |  | 8 | no |  |  |  | Excess(+) | 1 | Full Conversion | INR | [40 empty] | #VALUE! | #VALUE! | #VALUE!
21.08 | od240744/2024_2025 : Components for assembling and fixing solenoid valve set&lt;br&gt;Manifold SS 304 stand or valve arrangement ( 2&rdquo; &ndash; 2.5&rdquo;) (1000mm length / 2mm thickness) - |  | 2 | no |  |  |  | Excess(+) | 1 | Full Conversion | INR | [40 empty] | #VALUE! | #VALUE! | #VALUE!
21.09 | od240745/2024_2025 : Airlift units for transfer of water in collection , aeration and treated water tank - Air lift arrangement and functional mechanisms, technology - Minimum- 24/26 units or as required in the site&lt;br&gt;Charging unit by airlift - 8 units&lt;br&gt;Discharging unit by airlift - 8 units&lt;br&gt;Sludge return unit by airlift - 8 units&lt;br&gt; |  | 24 | each |  |  |  | Excess(+) | 1 | Full Conversion | INR | [40 empty] | #VALUE! | #VALUE! | #VALUE!
21.1 | od240746/2024_2025 : Airhose - Hose, PVC braided from Polyhose at 10 kg/ sq.cm at temperature rating of 85 deg. C - (Machine room &lt;3m from aeration tank) |  | 400 | metre |  |  |  | Excess(+) | 1 | Full Conversion | INR | [40 empty] | #VALUE! | #VALUE! | #VALUE!
21.11 | od240747/2024_2025 : Diffuser stands - Diffusion system in SS 304 (6 outputs / 8 outputs) stands - |  | 8 | no |  |  |  | Excess(+) | 1 | Full Conversion | INR | [40 empty] | #VALUE! | #VALUE! | #VALUE!
22 | Civil works | [7 empty] | 1
22.01 | 2.6.1 : Earth work in excavation by mechanical means (Hydraulic excavator)/manual means over areas (exceeding 30 cm in depth, 1.5 m in width as well as 10 sqm on plan) including disposal of excavated earth, lead up to 50 m and lift up to 1.5 m, disposed earth to be levelled and neatly dressed.All kinds of soil |  | 524.948 | cum |  |  |  | Excess(+) | 1 | Full Conversion | INR | [40 empty] | #VALUE! | #VALUE! | #VALUE!
22.02 | 2.7.1 : Earth work in excavation by mechanical means (Hydraulic excavator )/ manual means over areas (exceeding 30 cm in depth, 1.5 m in width as well as 10 sqm on plan) including disposal of excavated earth, lead up to 50 m and lift up to 1.5 m, disposed earth to be levelled and neatly dressed.Ordinary rock |  | 392.124 | cum |  |  |  | Excess(+) | 1 | Full Conversion | INR | [40 empty] | #VALUE! | #VALUE! | #VALUE!
22.03 | 2.25 : Filling available excavated earth (excluding rock) in trenches, plinth, sides of foundations etc. in layers not exceeding 20 cm in depth, consolidating each deposited layer by ramming and watering, lead up to 50 m and lift up to 1.5 m.Filling available excavated earth (excluding rock) in trenches, plinth, sides of foundation etc. in layers not exceeding 20 cm in depth, consolidating each deposited layer by ramming and watering, lead up to 50 m and lift up to 1.5 m. |  | 148.495 | cum |  |  |  | Excess(+) | 1 | Full Conversion | INR | [40 empty] | #VALUE! | #VALUE! | #VALUE!
22.04 | 2.26.1 : Extra for every additional lift 1.5 m or part there of in excavation / banking excavated or stacked materials.All kinds of soil |  | 392.124 | cum |  |  |  | Excess(+) | 1 | Full Conversion | INR | [40 empty] | #VALUE! | #VALUE! | #VALUE!
22.05 | 2.26.2 : Extra for every additional lift 1.5 m or part there of in excavation / banking excavated or stacked materials.Ordinary or hard rock |  | 524.948 | cum |  |  |  | Excess(+) | 1 | Full Conversion | INR | [40 empty] | #VALUE! | #VALUE! | #VALUE!
22.06 | 4.1.5 : Providing and laying in position cement concrete of specified grade excluding the cost of centering and shuttering - All work up to plinth level:1:3:6 (1 cement : 3 coarse sand : 6 graded stone aggregate 20 mm nominal size) |  | 204.921 | cum |  |  |  | Excess(+) | 1 | Full Conversion | INR | [40 empty] | #VALUE! | #VALUE! | #VALUE!
22.07 | 5.9.1 : Centering and shuttering including strutting, etc. and removal of form for:Foundations, footings, bases of columns, etc for mass concrete |  | 30.982 | sqm |  |  |  | Excess(+) | 1 | Full Conversion | INR | [40 empty] | #VALUE! | #VALUE! | #VALUE!
22.08 | 5.9.2 : Centering and shuttering including strutting, etc. and removal of form for:Walls (any thickness) including attached pilasters, butteresses, plinth and string courses etc. |  | 654.62 | sqm |  |  |  | Excess(+) | 1 | Full Conversion | INR | [40 empty] | #VALUE! | #VALUE! | #VALUE!
22.09 | 5.9.3 : Centering and shuttering including strutting, etc. and removal of form for:Suspended floors, roofs, landings, balconies and access platform |  | 200.881 | sqm |  |  |  | Excess(+) | 1 | Full Conversion | INR | [40 empty] | #VALUE! | #VALUE! | #VALUE!
22.1 | 5.9.5 : Centering and shuttering including strutting, etc. and removal of form for:Lintels, beams, plinth beams, girders bressumers and cantilevers |  | 12.96 | sqm |  |  |  | Excess(+) | 1 | Full Conversion | INR | [40 empty] | #VALUE! | #VALUE! | #VALUE!
22.11 | 5.22.6 : Steel reinforcement for R.C.C work including straightening, cutting, bending, placing in position and binding all complete upto plinth levelThermo - Mechanically Treated bars of grade Fe-500D or more |  | 24489 | kilogram |  |  |  | Excess(+) | 1 | Full Conversion | INR | [40 empty] | #VALUE! | #VALUE! | #VALUE!
22.12 | 5.33.1 : Providing and laying in position machine batched and machine mixed design mix M-25 grade cement concrete for reinforced cement concrete work, using cement content as per approved design mix, including pumping of concrete to site of laying but excluding the cost of centering, shuttering, finishing and reinforcement, including admixtures in recommended proportions as per IS: 9103 to accelerate, retard setting of concrete, improve workability without impairing strength and durability as per direction of Engineer - in-charge. Note:- Cement content considered in this item is @ 330 kg/ cum. Excess or less cement used as per design mix is payable or recoverable separately.All work upto plinth level |  | 244.89 | cum |  |  |  | Excess(+) | 1 | Full Conversion | INR | [40 empty] | #VALUE! | #VALUE! | #VALUE!
22.13 | 13.1.1 : 12 mm cement plaster of mix:1:4 ( 1 cement : 4 fine sand) |  | 783.402 | sqm |  |  |  | Excess(+) | 1 | Full Conversion | INR | [40 empty] | #VALUE! | #VALUE! | #VALUE!
22.14 | 13.16.1 : 6 mm cement plaster of mix:1:3 ( 1 cement : 3 fine sand) |  | 200.881 | sqm |  |  |  | Excess(+) | 1 | Full Conversion | INR | [40 empty] | #VALUE! | #VALUE! | #VALUE!
22.15 | 13.43.1 : Applying one coat of water thinnable cement primer of approved brand and manufacture on wall surface:Water thinnable cement primer |  | 138 | sqm |  |  |  | Excess(+) | 1 | Full Conversion | INR | [40 empty] | #VALUE! | #VALUE! | #VALUE!
22.16 | 13.48.1 : Finishing with Deluxe Multi surface paint system for interiors and exteriors using primer as per manufacturers specifications:Two or more coats applied on walls @ 1.25 ltr/10 sqm over and including one coat of special primer applied @ 0.75 ltr /10 sqm |  | 138 | sqm |  |  |  | Excess(+) | 1 | Full Conversion | INR | [40 empty] | #VALUE! | #VALUE! | #VALUE!
22.17 | 19.18.1 : Supplying and fixing C.I with out frame for manholes:455 x 610 mm rectangular C.I cover ( light duty ) the weight of the cover to be no less than 23 kg |  | 18 | each |  |  |  | Excess(+) | 1 | Full Conversion | INR | [40 empty] | #VALUE! | #VALUE! | #VALUE!
22.18 | 50.6.1.8 : Solid block masonry using pre cast solid blocks (Factory made) of size 40x20x15cm or nearest available size confirming to IS 2185 part I of 1979 for super structure up to floor two level with thickness 15cm in: CM 1:6 ( 1 cement : 6 coarse sand etc complete |  | 10.351 | cum |  |  |  | Excess(+) | 1 | Full Conversion | INR | [40 empty] | #VALUE! | #VALUE! | #VALUE!
22.19 | 10.2 : Structural steel work riveted, bolted or welded in built up sections, trusses and framed work, including cutting, hoisting, fixing in position and applying a priming coat of approved steel primer all complete. |  | 1000 | kg |  |  |  | Excess(+) | 1 | Full Conversion | INR | [40 empty] | #VALUE! | #VALUE! | #VALUE!
22.2 | 12.50 : Providing and fixing precoated galvanised iron profile sheets (size, shape and pitch of corrugation as approved by Engineer-in-charge) 0.50 mm (+0.05%), total coated thickness with zinc coating 120 grams per sqm as per IS: 277, in 240 mpa steel grade, 5-7 microns epoxy primer on both side of the sheet and polyester top coat 15-18 microns. Sheet should have protective guard film of 25 microns minimum to avoid scratches during transportation and should be supplied in single length upto 12 metre or as desired by Engineer-in-charge. The sheet shall be fixed using self drilling/self tapping screws of size (5.5x55mm) with EPDM seal, complete upto any pitch in horizontal/ vertical or curved surfaces, excluding the cost of purlins, rafters and trusses and including cutting to size and shape wherever required. |  | 41.6 | sqm |  |  |  | Excess(+) | 1 | Full Conversion | INR | [40 empty] | #VALUE! | #VALUE! | #VALUE!
23 | CIVIL WORKS-Residential complex | BI01010001010000000000000515BI0100001120 | [6 empty] | 1 | [45 empty] | 1.01 | Supplying, Conveying and fixing spls. Including eart | item1 | 123.223 | Nos
23.01 | 2.6.1 : Earth work in excavation by mechanical means (Hydraulic excavator)/manual means over areas (exceeding 30 cm in depth, 1.5 m in width as well as 10 sqm on plan) including disposal of excavated earth, lead up to 50 m and lift up to 1.5 m, disposed earth to be levelled and neatly dressed.All kinds of soil |  | 626.598 | cum |  |  |  | Excess(+) | 1 | Full Conversion | INR | [40 empty] | #VALUE! | #VALUE! | #VALUE! | 1.02 | Construction of chamber for 100mm sluice plates | item2 | 213 | Nos
23.02 | 2.7.1 : Earth work in excavation by mechanical means (Hydraulic excavator )/ manual means over areas (exceeding 30 cm in depth, 1.5 m in width as well as 10 sqm on plan) including disposal of excavated earth, lead up to 50 m and lift up to 1.5 m, disposed earth to be levelled and neatly dressed.Ordinary rock |  | 259.583 | cum |  |  |  | Excess(+) | 1 | Full Conversion | INR | [40 empty] | #VALUE! | #VALUE! | #VALUE! | 2 | Construction of chamber for 100mm sluices valve | item3 | 10 | Nos
23.03 | 2.8.1 : Earth work in excavation by mechanical means (Hydraulic excavator) /manual means in foundation trenches or drains (not exceeding 1.5 m in width or 10 sqm on plan), including dressing of sides and ramming of bottoms, lift up to 1.5 m, including getting out the excavated soil and disposal of surplus excavated soil as directed, within a lead of 50 m.All kinds of soil |  | 37.834 | cum |  |  |  | Excess(+) | 1 | Full Conversion | INR | [40 empty] | #VALUE! | #VALUE! | #VALUE!
23.04 | 2.9.1 : Excavation work by mechanical means (Hydraulic excavator) / manual means in foundation trenches or drains (not exceeding 1.5 m in width or 10 sqm on plan), including dressing of sides and ramming of bottoms, lift up to 1.5 m, including getting out the excavated soil and disposal of surplus excavated soils as directed, within a lead of 50 m.Ordinary rock |  | 25.223 | cum |  |  |  | Excess(+) | 1 | Full Conversion | INR | [40 empty] | #VALUE! | #VALUE! | #VALUE!
23.05 | 2.26.1 : Extra for every additional lift 1.5 m or part there of in excavation / banking excavated or stacked materials.All kinds of soil |  | 133.711 | cum |  |  |  | Excess(+) | 1 | Full Conversion | INR | [40 empty] | #VALUE! | #VALUE! | #VALUE!
23.06 | 2.26.2 : Extra for every additional lift 1.5 m or part there of in excavation / banking excavated or stacked materials.Ordinary or hard rock |  | 87.834 | cum |  |  |  | Excess(+) | 1 | Full Conversion | INR | [40 empty] | #VALUE! | #VALUE! | #VALUE!
23.07 | 2.25 : Filling available excavated earth (excluding rock) in trenches, plinth, sides of foundations etc. in layers not exceeding 20 cm in depth, consolidating each deposited layer by ramming and watering, lead up to 50 m and lift up to 1.5 m.Filling available excavated earth (excluding rock) in trenches, plinth, sides of foundation etc. in layers not exceeding 20 cm in depth, consolidating each deposited layer by ramming and watering, lead up to 50 m and lift up to 1.5 m. |  | 664.432 | cum |  |  |  | Excess(+) | 1 | Full Conversion | INR | [40 empty] | #VALUE! | #VALUE! | #VALUE!
23.08 | 2.34.1 : Supplying chemical emulsion in sealed containers including delivery as specified.Chlorpyriphos / Lindane emulsifiable concentrate of 20% |  | 166.109 | Litre |  |  |  | Excess(+) | 1 | Full Conversion | INR | [40 empty] | #VALUE! | #VALUE! | #VALUE!
23.09 | 2.35.3.1 : Diluting and injecting chemical emulsion for POST -CONSTRUCTIONAL anti-termite treatment (excluding the cost of chemical emulsion):Treatment of soil under existing floors using chemical emulsion @ one litre per hole, 300 mm apart including drilling 12 mm diameter holes and plugging with cement mortar 1:2 (1 cement : 2 coarse sand) to match the existing floor:With Chlorpyriphos/Lindane E.C. 20% with 1% concentration |  | 302.016 | sqm |  |  |  | Excess(+) | 1 | Full Conversion | INR | [40 empty] | #VALUE! | #VALUE! | #VALUE!
23.1 | 4.11 : Providing and laying damp-proof course 50 mm thick with cement concrete 1:2:4(1 cement : 2 coarse sand : 4 graded stone aggregate 20 mm nominal size). |  | 25.479 | sqm |  |  |  | Excess(+) | 1 | Full Conversion | INR | [40 empty] | #VALUE! | #VALUE! | #VALUE!
23.11 | od244716/2024_2025 : Providing &amp; applying a coat of residual petroleum bitumen of grade of VG-10&lt;br&gt;of approved quality using 1.7kg per square metre on damp proof course after&lt;br&gt;cleaning the surface with brushes and finally with apiece of cloth lightly&lt;br&gt;soaked in kerosene oil. |  | 25.479 | sqm |  |  |  | Excess(+) | 1 | Full Conversion | INR | [40 empty] | #VALUE! | #VALUE! | #VALUE!
23.12 | 4.1.5 : Providing and laying in position cement concrete of specified grade excluding the cost of centering and shuttering - All work up to plinth level:1:3:6 (1 cement : 3 coarse sand : 6 graded stone aggregate 20 mm nominal size) |  | 38.116 | cum |  |  |  | Excess(+) | 1 | Full Conversion | INR | [40 empty] | #VALUE! | #VALUE! | #VALUE!
23.13 | 5.9.1 : Centering and shuttering including strutting, etc. and removal of form for:Foundations, footings, bases of columns, etc for mass concrete |  | 158.95 | sqm |  |  |  | Excess(+) | 1 | Full Conversion | INR | [40 empty] | #VALUE! | #VALUE! | #VALUE!
23.14 | 5.9.2 : Centering and shuttering including strutting, etc. and removal of form for:Walls (any thickness) including attached pilasters, butteresses, plinth and string courses etc. |  | 276.398 | sqm |  |  |  | Excess(+) | 1 | Full Conversion | INR | [40 empty] | #VALUE! | #VALUE! | #VALUE!
23.15 | 5.9.19 : Centering and shuttering including strutting, etc. and removal of form for:Weather shade, Chajjas, corbels etc., including edges |  | 42.6 | sqm |  |  |  | Excess(+) | 1 | Full Conversion | INR | [40 empty] | #VALUE! | #VALUE! | #VALUE!
23.16 | 5.9.6 : Centering and shuttering including strutting, etc. and removal of form for:Columns, Pillars, Piers, Abutments, Posts and Struts |  | 420.762 | sqm |  |  |  | Excess(+) | 1 | Full Conversion | INR | [40 empty] | #VALUE! | #VALUE! | #VALUE!
23.17 | 5.9.3 : Centering and shuttering including strutting, etc. and removal of form for:Suspended floors, roofs, landings, balconies and access platform |  | 732.734 | sqm |  |  |  | Excess(+) | 1 | Full Conversion | INR | [40 empty] | #VALUE! | #VALUE! | #VALUE!
23.18 | 5.9.5 : Centering and shuttering including strutting, etc. and removal of form for:Lintels, beams, plinth beams, girders bressumers and cantilevers |  | 1287.084 | sqm |  |  |  | Excess(+) | 1 | Full Conversion | INR | [40 empty] | #VALUE! | #VALUE! | #VALUE!
23.19 | 5.9.7 : Centering and shuttering including strutting, etc. and removal of form for:Stairs, (excluding landings ) except spiral - staircases) |  | 34.612 | sqm |  |  |  | Excess(+) | 1 | Full Conversion | INR | [40 empty] | #VALUE! | #VALUE! | #VALUE!
23.2 | 5.9.16.1 : Centering and shuttering including strutting, etc. and removal of form for:Edges of slabs and breaks in floors and wallsUnder 20 cm wide |  | 250.94 | metre |  |  |  | Excess(+) | 1 | Full Conversion | INR | [40 empty] | #VALUE! | #VALUE! | #VALUE!
23.21 | od244717/2024_2025 : Providing and fixing S.S fan clamp of 10mm dia in RCC slabs , beams including cost and conveyance of all materials,labour charges etc complete as directed by the Engineer - in - Charge at all levels |  | 30 | no |  |  |  | Excess(+) | 1 | Full Conversion | INR | [40 empty] | #VALUE! | #VALUE! | #VALUE!
23.22 | 5.22.6 : Steel reinforcement for R.C.C work including straightening, cutting, bending, placing in position and binding all complete upto plinth levelThermo - Mechanically Treated bars of grade Fe-500D or more |  | 9326.72 | kilogram |  |  |  | Excess(+) | 1 | Full Conversion | INR | [40 empty] | #VALUE! | #VALUE! | #VALUE!
23.23 | 5.22A.6 : Steel reinforcement for R.C.C work including straightening, cutting, bending, placing in position and binding all complete above plinth level.Thermo - Mechanically Treated bars of grade Fe-500D or more |  | 26166.07 | kg |  |  |  | Excess(+) | 1 | Full Conversion | INR | [40 empty] | #VALUE! | #VALUE! | #VALUE!
23.24 | 5.33.1 : Providing and laying in position machine batched and machine mixed design mix M-25 grade cement concrete for reinforced cement concrete work, using cement content as per approved design mix, including pumping of concrete to site of laying but excluding the cost of centering, shuttering, finishing and reinforcement, including admixtures in recommended proportions as per IS: 9103 to accelerate, retard setting of concrete, improve workability without impairing strength and durability as per direction of Engineer - in-charge. Note:- Cement content considered in this item is @ 330 kg/ cum. Excess or less cement used as per design mix is payable or recoverable separately.All work upto plinth level |  | 83.407 | cum |  |  |  | Excess(+) | 1 | Full Conversion | INR | [40 empty] | #VALUE! | #VALUE! | #VALUE!
23.25 | 5.33.2 : Providing and laying in position machine batched and machine mixed design mix M-25 grade cement concrete for reinforced cement concrete work, using cement content as per approved design mix, including pumping of concrete to site of laying but excluding the cost of centering, shuttering, finishing and reinforcement, including admixtures in recommended proportions as per IS: 9103 to accelerate, retard setting of concrete, improve workability without impairing strength and durability as per direction of Engineer - in-charge. Note:- Cement content considered in this item is @ 330 kg/ cum. Excess or less cement used as per design mix is payable or recoverable separately.All work above plinth level upto floor V level |  | 214.679 | cum |  |  |  | Excess(+) | 1 | Full Conversion | INR | [40 empty] | #VALUE! | #VALUE! | #VALUE!
23.26 | 50.6.2.1 : Solid block masonry using pre cast solid blocks (Factory made) of size 30x20x15 cm or nearest available size confirming to IS 2185 part I of 1979 for foundation and plinth with thickness 15cm in: CM 1:6 ( 1 cement :6 coarse sand) etc complete |  | 46.569 | cum |  |  |  | Excess(+) | 1 | Full Conversion | INR | [40 empty] | #VALUE! | #VALUE! | #VALUE!
23.27 | 50.4.1.1 : Providing and laying in position cement concrete 1:2:4 ( 1 cement : 2 coarse sand : 4 graded stone aggregate 12.5 mm nominal size) up to floor five level excluding the cost of centering, shuttering, finishing for leveling coarse of floor and roof etc. |  | 23.376 | cum |  |  |  | Excess(+) | 1 | Full Conversion | INR | [40 empty] | #VALUE! | #VALUE! | #VALUE!
23.28 | 50.6.1.5 : Solid block masonry using pre cast solid blocks ( Factory made) of size 30x20x20cm or nearest available size confirming to IS 2185 Part I of 1979 for super structure up to floor two level thickness 20cm and above in: CM 1:6 ( 1 cement : 6 coarse sand) etc complete |  | 209.792 | cum |  |  |  | Excess(+) | 1 | Full Conversion | INR | [40 empty] | #VALUE! | #VALUE! | #VALUE!
23.29 | 50.6.3.2 : Solid block masonry using pre cast solid blocks (Factory made) of size 40x20x10 cm or nearest available size confirming to IS 2185 part I of 1979 for super structure up to floor two level for 10 cm thick wall in : CM 1:6 ( 1 cement : 6 coarse sand) including cost of scaffolding complete |  | 2.821 | cum |  |  |  | Excess(+) | 1 | Full Conversion | INR | [40 empty] | #VALUE! | #VALUE! | #VALUE!
23.3 | 13.1.1 : 12 mm cement plaster of mix:1:4 ( 1 cement : 4 fine sand) |  | 1939.03 | sqm |  |  |  | Excess(+) | 1 | Full Conversion | INR | [40 empty] | #VALUE! | #VALUE! | #VALUE!
23.31 | 13.8.1 : 15 mm cement plaster on rough side of single or half brick wall finished with a floating coat of neat cement of mix:1:3 ( 1 Cement : 3 fine sand) |  | 488.765 | sqm |  |  |  | Excess(+) | 1 | Full Conversion | INR | [40 empty] | #VALUE! | #VALUE! | #VALUE!
23.32 | 13.16.1 : 6 mm cement plaster of mix:1:3 ( 1 cement : 3 fine sand) |  | 613.168 | sqm |  |  |  | Excess(+) | 1 | Full Conversion | INR | [40 empty] | #VALUE! | #VALUE! | #VALUE!
23.33 | 13.5.1 : 15 mm cement plaster on rough side of single or half brick wall of mix:1:4 ( 1 Cement : 4 coarse sand) |  | 675.36 | sqm |  |  |  | Excess(+) | 1 | Full Conversion | INR | [40 empty] | #VALUE! | #VALUE! | #VALUE!
23.34 | 22.6 : Providing and laying water proofing treatment on roofs of slabs by applying cement slurry mixed with water proofing cement compound consisting of applying : a) after surface preparation, first layer of slurry of cement @ 0.488 kg/ sqm mixed with water proofing cement compound @ 0.253 kg/ sqm. laying second layer of fibre glass cloth when the first layer is still green. Overlaps of joints of fibre cloth should not be less than 10 cm. c) third layer of 1.5 mm thickness consisting of slurry of cement @ 1.289 kg/ sqm mixed with water proofing cement compound @ 0.670 kg/sqm and coarse sand @ 1.289 kg/sqm. This will be allowed to air cure for 4 hours followed by water curing for 48 hours. The entire treatment will be taken upto 30 cm on parapet wall and tucked into groove in parapet all around. d) fourth and final layer of brick tilling with cement mortar (which will be paid for separately. For the purpose of measurement the entire treated surface will be measured) |  | 390.694 | sqm |  |  |  | Excess(+) | 1 | Full Conversion | INR | [40 empty] | #VALUE! | #VALUE! | #VALUE!
23.35 | 11.41.3 : Providing and laying vitrified floor tiles in different sizes (thickness to be specified by the manufacturer) with water absorption less than 0.08% and conforming to IS : 15622, of approved make, in all colours and shades, laid on 20 mm thick cement mortar 1:4(1 cement : 4 coarse sand), including grouting the joints with white cement and matching pigments etc., complete.Size of Tile 800x 800 mm |  | 594.9 | sqm |  |  |  | Excess(+) | 1 | Full Conversion | INR | [40 empty] | #VALUE! | #VALUE! | #VALUE!
23.36 | 11.46.3 : Providing and laying Vitrified tiles indifferent sizes (thickness to be specified by manufacturer), with water absorption less than 0.08 % and conforming to I.S. 15622, of approved make, in all colours & shade, in skirting, riser of steps, over 12 mm thick bed of cement mortar 1:3 (1 cement : 3 coarse sand), including grouting the joint with white cement & matching pigments etc. complete.Size of Tile 800 x 800 mm |  | 43.241 | sqm |  |  |  | Excess(+) | 1 | Full Conversion | INR | [40 empty] | #VALUE! | #VALUE! | #VALUE!
23.37 | 11.48.3 : Grouting the joints of flooring tiles having joints of 3 mm width, using epoxy grout mix 0.70 kg of organic coated filler of desired shade (0.10 kg of hardener and 0.20 kg of resin per kg). including filling /grouting and finishing complete as per direction of Engineer-in-charge.Size of Tile 800x800mm |  | 638.141 | sqm |  |  |  | Excess(+) | 1 | Full Conversion | INR | [40 empty] | #VALUE! | #VALUE! | #VALUE!
23.38 | 16.89 : Providing and laying matt finished vitrified tile of size 300x300x9.8mm having with water absorption less than 0.5% and conforming to IS: 15622 of approved make in all colours and shades in for outdoor floors such as footpath, court yard, multi models location etc., laid on 20mm thick base of cement mortar 1:4 (1 cement : 4 coarse sand) in all shapes & patterns including grouting the joints with white cement mixed with matching pigments etc. complete as per direction of Engineer-in-Charge. |  | 28.5 | sqm |  |  |  | Excess(+) | 1 | Full Conversion | INR | [40 empty] | #VALUE! | #VALUE! | #VALUE!
23.39 | od246920/2024_2025 : Providing and laying vitrified wall tiles in different sizes (thickness to be specified by the manufacturer) with water absorption less than 0.08% and conforming to IS : 15622, of approved make, in all colours and shades, laid on 12 mm thick cement mortar 1:4(1 cement : 4 coarse sand), including grouting the joints with white cement and matching pigments etc., complete.&lt;br&gt;Size of Tile 600 x 600 mm. |  | 126.001 | sqm |  |  |  | Excess(+) | 1 | Full Conversion | INR | [40 empty] | #VALUE! | #VALUE! | #VALUE!
23.4 | 8.2.2.2 : Providing and fixing 18 mm thick gang saw cut, mirror, polished, premoulded and prepolished, machine cut for kitchen platforms, vanity counters, window sills, facias and similar locations, of required size, approved shade, colour and texture laid over 20 mm thick base cement mortar 1:4 ( 1 cement : 4 coarse sand), joints treated with white cement, mixed with matching pigment, epoxy touch ups, including rubbing, curing, moulding and polishing to edges to give high gloss finish etc. complete at all levels.Area of slab over 0.50 sqm |  | 58.139 | sqm |  |  |  | Excess(+) | 1 | Full Conversion | INR | [40 empty] | #VALUE! | #VALUE! | #VALUE!
23.41 | 21.3.1 : Providing and fixing glazing in aluminium door, window, ventilator shutters and partitions etc. with EPDM rubber / neoprene gasket etc. complete as per the architectural drawings and the directions of Engineer - in -Charge. ( Cost of aluminium snap beading shall be paid in basic item):With float glass panes of 4.0 mm thickness |  | 35.904 | sqm |  |  |  | Excess(+) | 1 | Full Conversion | INR | [40 empty] | #VALUE! | #VALUE! | #VALUE!
23.42 | 9.147D.1 : Providing and fixing factory made uPVC white colour sliding glazed window upto 1.50 m in height dimension comprising of uPVC multi-chambered frame with in-built roller track and sash extruded profiles duly reinforced with 1.60 +/- 0.2 mm thick galvanized mild steel section made from roll forming process of required length (shape & size according to uPVC profile), appropriate dimension of uPVC extruded glazing beads and uPVC extruded interlocks, EPDM gasket, wool pile, zinc alloy (white powder coated) touch locks with hook, zinc alloy body with single nylon rollers (weight bearing capacity to be 40 kg), G.I fasteners 100 x 8 mm size for fixing frame to finished wall and necessary stainless steel screws etc. Profile of frame & sash shall be mitred cut and fusion welded at all corners, including drilling of holes for fixing hardware's and drainage of water etc. After fixing frame the gap between frame and adjacent finished wall shall be filled with weather proof silicon sealent over backer rod of required size and of approved quality, all complete as per approved drawing & direction of Engineer-in-Charge. (Single / double glass panes, wire mesh and silicon sealent shall be paid separately) Note: For uPVC frame and sash extruded profiles minus 5% tolerance in dimension i.e. in depth & width of profile shall be acceptable.Two track two panels sliding window made of (small series) frame 52 x 44 mm & sash 32 x 60 mm both having wall thickness of 1.9 +/- 0.2 mm and single glazing bead of appropriate dimension. (Area of window upto 1.75 sqm) |  | 3.6 | sqm |  |  |  | Excess(+) | 1 | Full Conversion | INR | [40 empty] | #VALUE! | #VALUE! | #VALUE!
23.43 | 9.147D.3 : Providing and fixing factory made uPVC white colour sliding glazed window upto 1.50 m in height dimension comprising of uPVC multi-chambered frame with in-built roller track and sash extruded profiles duly reinforced with 1.60 +/- 0.2 mm thick galvanized mild steel section made from roll forming process of required length (shape & size according to uPVC profile), appropriate dimension of uPVC extruded glazing beads and uPVC extruded interlocks, EPDM gasket, wool pile, zinc alloy (white powder coated) touch locks with hook, zinc alloy body with single nylon rollers (weight bearing capacity to be 40 kg), G.I fasteners 100 x 8 mm size for fixing frame to finished wall and necessary stainless steel screws etc. Profile of frame & sash shall be mitred cut and fusion welded at all corners, including drilling of holes for fixing hardware's and drainage of water etc. After fixing frame the gap between frame and adjacent finished wall shall be filled with weather proof silicon sealent over backer rod of required size and of approved quality, all complete as per approved drawing & direction of Engineer-in-Charge. (Single / double glass panes, wire mesh and silicon sealent shall be paid separately) Note: For uPVC frame and sash extruded profiles minus 5% tolerance in dimension i.e. in depth & width of profile shall be acceptable.Two track two panels sliding window made of (big series) frame 67 x 50 mm & sash 46 x 62 mm both having wall thickness of 2.3 +/- 0.2 mm and single glazing bead / double glazing bead of appropriate dimension . (Area of window above 1.75 sqm upto 2.50 sqm). |  | 60 | sqm |  |  |  | Excess(+) | 1 | Full Conversion | INR | [40 empty] | #VALUE! | #VALUE! | #VALUE!
23.44 | 21.19.1 : Filling the gap in between aluminium/ stone/ wood frame and adjacent RCC/ Brick/ Stone/ wood/ Ceramic/ Gypsum work by providing weather/structural non sag elastomeric PU sealant over backer rod of approved quality as per architectural drawings and direction of Engineer-in-charge complete, complying to ASTM C920, DIN 18540-F & ISO 11600Upto 5 mm depth and 5 mm width |  | 170 | metre |  |  |  | Excess(+) | 1 | Full Conversion | INR | [40 empty] | #VALUE! | #VALUE! | #VALUE!
23.45 | 13.26 : Providing and applying plaster of paris putty of 2 mm thickness over plastered surface to prepare the surface even and smooth complete. |  | 1153.82 | sqm |  |  |  | Excess(+) | 1 | Full Conversion | INR | [40 empty] | #VALUE! | #VALUE! | #VALUE!
23.46 | 13.43.1 : Applying one coat of water thinnable cement primer of approved brand and manufacture on wall surface:Water thinnable cement primer |  | 2307.639 | sqm |  |  |  | Excess(+) | 1 | Full Conversion | INR | [40 empty] | #VALUE! | #VALUE! | #VALUE!
23.47 | 13.61.1 : Painting with synthetic enamel paint of approved brand and manufacture to give an even shade:Two or more coats on new work |  | 63.6 | sqm |  |  |  | Excess(+) | 1 | Full Conversion | INR | [40 empty] | #VALUE! | #VALUE! | #VALUE!
23.48 | 13.45.1 : Finishing walls with textured exterior pint of required shade:New work (Two or more coats applied @ 3.28 ltr/ 10 sqm ) over and including priming coat of exterior primer applied @ 2.20 kg/ 10 sqm |  | 675.36 | sqm |  |  |  | Excess(+) | 1 | Full Conversion | INR | [40 empty] | #VALUE! | #VALUE! | #VALUE!
23.49 | 13.47.1 : Finishing walls with Premium Acrylic Smooth exterior paint with Silicone additives of required shade:New work (Two or more coats applied @ 1.43 ltr/ 10 sqm over and including priming coat of exterior primer applied @ 2.20 kg/ 10 sqm) |  | 2307.639 | sqm |  |  |  | Excess(+) | 1 | Full Conversion | INR | [40 empty] | #VALUE! | #VALUE! | #VALUE!
23.5 | 13.68.1 : French spirit polishing:Two or more coats on new works including a coat of wood filler |  | 141.75 | sqm |  |  |  | Excess(+) | 1 | Full Conversion | INR | [40 empty] | #VALUE! | #VALUE! | #VALUE!
23.51 | 9.1.1 : Providing wood work in frames of doors, windows, clerestory windows and other frames, wrought framed and fixed in position with hold fast lugs or with dash fasteners of required dia & length (hold fast lugs or dash fastener shall be paid for separately).Second class teak wood |  | 1.17 | cum |  |  |  | Excess(+) | 1 | Full Conversion | INR | [40 empty] | #VALUE! | #VALUE! | #VALUE!
23.52 | 9.53 : Providing 40x5 mm flat iron hold fast 40 cm long including fixing to frame with 10 mm diameter bolts, nuts and wooden plugs and embeddings in cement concrete block 30x10x15 cm 1:3:6 mix ( 1 cement : 3 coarse sand : 6 graded stone aggregate 20 mm nominal size) |  | 240 | each |  |  |  | Excess(+) | 1 | Full Conversion | INR | [40 empty] | #VALUE! | #VALUE! | #VALUE!
23.53 | 9.5.1.2 : Providing and fixing panelled or panelled and glazed shutters for shutters for doors, windows and clerestory windows, including ISI marked M.S. pressed butt hinges bright finished of required size with necessery screws, excluding panelling which will be paid for separately, all complete as per direction of Engineer - in-charge.Providing and fixing panelled or panelled and glazed shutters for doors, windows and clerestory windows fixing with butt hinges of required size with necessary screws, excluding panelling which will be paid for separately, all complete as per direction of Engineer-in-charge. (Note:- Butt hinges and necessary screws shall be paid separately) Second class teak wood 30 mm thick shutters |  | 53.592 | sqm |  |  |  | Excess(+) | 1 | Full Conversion | INR | [40 empty] | #VALUE! | #VALUE! | #VALUE!
23.54 | 9.7.1 : Providing and fixing panelling or panelling and glazing in panelled or panelled and glazed shutters for doors, windows and clerestory windows (Area of opening for panel inserts excluding portion inside grooves or rebates to be measured), Panelling for panelled or panelled and glazed shutters 25 mm to 40 mm thick:Second class teak wood |  | 24.768 | sqm |  |  |  | Excess(+) | 1 | Full Conversion | INR | [40 empty] | #VALUE! | #VALUE! | #VALUE!
23.55 | 9.48.2 : Providing and fixing M.S. Grills of required pattern in frames of windows etc. with M.S. flats, square or round bars etc. including priming coat with approved steel primer all complete.Fixed to openings/ wooden frames with rawl plugs screws etc |  | 766.5 | kg |  |  |  | Excess(+) | 1 | Full Conversion | INR | [40 empty] | #VALUE! | #VALUE! | #VALUE!
23.56 | 9.70.1 : Providing and fixing IS : 12817 marked stainless steel butt hinges with stainless steel screws etc. complete:125x64x1.90 mm |  | 150 | no |  |  |  | Excess(+) | 1 | Full Conversion | INR | [40 empty] | #VALUE! | #VALUE! | #VALUE!
23.57 | 9.76 : Providing and fixing bright finished brass 100 mm mortice latch and lock with 6 levers and a pair of lever handles of approved quality with necessary screws etc. complete. |  | 30 | no |  |  |  | Excess(+) | 1 | Full Conversion | INR | [40 empty] | #VALUE! | #VALUE! | #VALUE!
23.58 | 9.97.1 : Providing and fixing aluminium tower bolts, ISI marked, anodised(anodic coating not less than grade AC 10 as per : 1868), transparent or dyed to required colour or shade, with necessary screws complete:300x10 mm |  | 60 | no |  |  |  | Excess(+) | 1 | Full Conversion | INR | [40 empty] | #VALUE! | #VALUE! | #VALUE!
23.59 | 9.100.1 : Providing and fixing aluminium handles, ISI marked, anodised (anodic coating not less than grade AC 10 as per IS : 1868) transparent or dyed to required colour or shade, with necessary screws etc. complete:125 mm |  | 30 | no |  |  |  | Excess(+) | 1 | Full Conversion | INR | [40 empty] | #VALUE! | #VALUE! | #VALUE!
23.6 | 9.101.1 : Providing and fixing aluminium hanging floor door stopper, ISI marked, anodised (anodic coating not less than grade AC 10 as per IS: 1868) transparent or dyed to required colour and shade, with necessary screws etc. complete.Single rubber stopper |  | 30 | no |  |  |  | Excess(+) | 1 | Full Conversion | INR | [40 empty] | #VALUE! | #VALUE! | #VALUE!
23.61 | 9.121 : Providing and fixing Fiber Glass Reinforced plastic (FRP) Door Frames of cross- section 90 mm x 45 mm having single rebate of 32 mm x 15 mm to receive shutter of 30 mm thickness. The laminated shall be moulded with fire resistant grade unsaturated polyester resin and chopped mat. Door frame laminate shall be 2 mm thick and shall be filled with suitable wooden block in all the three legs. The frame shall be covered with fiber glass from all sides. M.S. stay shall be provided at the bottom to steady the frame. |  | 50 | metre |  |  |  | Excess(+) | 1 | Full Conversion | INR | [40 empty] | #VALUE! | #VALUE! | #VALUE!
23.62 | 9.122.1 : Providing and fixing to existing door frames.30 mm thick Glas Fibre Reinforced Plastic (FRP) panelled door shutter of required colour and approved brand and manufacture, made with fire - retardant grade unsaturated polyester resin, moulded to 3 mm thick FRP laminate for forming hollow rails and styles, with wooden frame and suitable blocks of seasoned wood inside at required places for fixing of fittings, cast monolithically with 5 mm thick FRP laminate for panels conforming to IS : 14856, including fixing to frames. |  | 15.244 | sqm |  |  |  | Excess(+) | 1 | Full Conversion | INR | [40 empty] | #VALUE! | #VALUE! | #VALUE!
24 | PLUMBING WORKS | [7 empty] | 1
24.01 | 17.3.1 : Providing and fixing white vitreous china pedestal type water closet (European type) with seat and lid, 10 litre low level white vitreous china flushing cistern & C.P. flush bend with fittings & C.I. brackets, 40 mm flush bend, overflow arrangement with specials of standard make and mosquito proof coupling of approved municipal design complete, including painting of fittings and brackets, cutting and making good the walls and floors wherever required :W.C. pan with ISI marked white solid plastic seat and lid |  | 10 | each |  |  |  | Excess(+) | 1 | Full Conversion | INR | [40 empty] | #VALUE! | #VALUE! | #VALUE!
24.02 | 17.7.4 : Providing and fixing wash basin with C.I. brackets, 15 mm C.P. brass pillar taps, 32 mm C.P. brass waste of standard pattern, including painting of fittings and brackets, cutting and making good the walls wherever require:White Vitreous China Flat back wash basin size 550x400mm with single 15 mm C.P.brass pillar taps |  | 10 | each |  |  |  | Excess(+) | 1 | Full Conversion | INR | [40 empty] | #VALUE! | #VALUE! | #VALUE!
24.03 | 17.7.11 : Providing and fixing wash basin with C.I. brackets, 15 mm C.P. brass pillar taps, 32 mm C.P. brass waste of standard pattern, including painting of fittings and brackets, cutting and making good the walls wherever require:Stainless Steel AISI - 304 (18/8) Wash basin 530 x 345 mm with single 15mm C.P. brass pillar tap |  | 10 | each |  |  |  | Excess(+) | 1 | Full Conversion | INR | [40 empty] | #VALUE! | #VALUE! | #VALUE!
24.04 | 17.71 : Providing and fixing PTMT liquid soap container 109 mm wide, 125 mm high and 112 mm distance from wall of standard shape with bracket of the same materials with snap fittings of approved quality and colour, weighing not less than 105 gms |  | 10 | each |  |  |  | Excess(+) | 1 | Full Conversion | INR | [40 empty] | #VALUE! | #VALUE! | #VALUE!
24.05 | 17.73.2 : Providing and fixing PTMT towel rail complete with brackets fixed to wooden cleats with CP brass screws with concealed fitting arrangement of approved quality and colour600 mm long towel rail with total length of 645 mm, width 78 mm and effective height of 88 mm, weighting not less than 190 gms |  | 10 | no |  |  |  | Excess(+) | 1 | Full Conversion | INR | [40 empty] | #VALUE! | #VALUE! | #VALUE!
24.06 | 18.8.2 : Providing and fixing Chlorinated Polyvinyl Chloride (CPVC) pipes, having thermal stability for hot & cold water supply, including all CPVC plain & brass threaded fittings i/c fixing the pipe with clamps at 1.00 m spacing. This includes jointing of pipes& fittings, with one step CPVC solvent cement and the cost of cutting chases and making good the same including testing of joints complete as per direction of Engineer-in-Charge. Concealed work, including cutting chases and making good the wall etc.20 mm nominal outer dia pipes |  | 85 | metre |  |  |  | Excess(+) | 1 | Full Conversion | INR | [40 empty] | #VALUE! | #VALUE! | #VALUE!
24.07 | 18.8.3 : Providing and fixing Chlorinated Polyvinyl Chloride (CPVC) pipes, having thermal stability for hot & cold water supply, including all CPVC plain & brass threaded fittings i/c fixing the pipe with clamps at 1.00 m spacing. This includes jointing of pipes& fittings, with one step CPVC solvent cement and the cost of cutting chases and making good the same including testing of joints complete as per direction of Engineer-in-Charge. Concealed work, including cutting chases and making good the wall etc.25 mm nominal outer dia pipes |  | 60 | metre |  |  |  | Excess(+) | 1 | Full Conversion | INR | [40 empty] | #VALUE! | #VALUE! | #VALUE!
24.08 | 18.9.6 : Providing and fixing Chlorinated Polyvinyl Chloride (CPVC) pipes, having thermal stability for hot & cold water supply including all CPVC plain & brass threaded fittings. This includes jointing of pipes & fittings with one step CPVC solvent cement, trenching , refilling & testing of joints complete as per direction of Engineer- in-Charge. External work50 mm nominal outer dia pipes |  | 50 | metre |  |  |  | Excess(+) | 1 | Full Conversion | INR | [40 empty] | #VALUE! | #VALUE! | #VALUE!
24.09 | 18.17.1 : Providing and fixing gun metal gate valve with C.I. wheel of approved quality (screwed end) :25 mm nominal bore |  | 3 | each |  |  |  | Excess(+) | 1 | Full Conversion | INR | [40 empty] | #VALUE! | #VALUE! | #VALUE!
24.1 | 18.17.2 : Providing and fixing gun metal gate valve with C.I. wheel of approved quality (screwed end) :32 mm nominal bore |  | 1 | each |  |  |  | Excess(+) | 1 | Full Conversion | INR | [40 empty] | #VALUE! | #VALUE! | #VALUE!
24.11 | 18.17.4 : Providing and fixing gun metal gate valve with C.I. wheel of approved quality (screwed end) :50 mm nominal bore |  | 1 | each |  |  |  | Excess(+) | 1 | Full Conversion | INR | [40 empty] | #VALUE! | #VALUE! | #VALUE!
24.12 | 18.17.1A : Providing and fixing gun metal gate valve with C.I. wheel of approved quality (screwed end) :20 mm nominal bore |  | 2 | no |  |  |  | Excess(+) | 1 | Full Conversion | INR | [40 empty] | #VALUE! | #VALUE! | #VALUE!
24.13 | 18.50.1 : Providing and fixing C.P brass long nose bib cock of approved quality conforming to IS standards and weighing not less than 810 gms.15 mm nominal bore |  | 9 | each |  |  |  | Excess(+) | 1 | Full Conversion | INR | [40 empty] | #VALUE! | #VALUE! | #VALUE!
24.14 | 18.52.1 : Providing and fixing C.P brass stop cock ( concealed) of standard design and of approved make conforming to IS: 893115 mm nominal bore |  | 15 | each |  |  |  | Excess(+) | 1 | Full Conversion | INR | [40 empty] | #VALUE! | #VALUE! | #VALUE!
24.15 | 18.53.1 : Providing and fixing C.P. brass angle valve for basin mixer and geyser points of approved quality conforming to IS: 893115 mm nominal bore |  | 80 | each |  |  |  | Excess(+) | 1 | Full Conversion | INR | [40 empty] | #VALUE! | #VALUE! | #VALUE!
24.16 | 50.17.1.1 : Supplying and fixing Stainless steel soap dish including cost of materials and labour charges etc complete as per the direction of site Engineer-in-charge. |  | 10 | no |  |  |  | Excess(+) | 1 | Full Conversion | INR | [40 empty] | #VALUE! | #VALUE! | #VALUE!
24.17 | 50.17.1.5 : Supplying and fixing CP Health Faucet superior quality ( Jagur or equvalent make ) including cost of materials and labour charges etc complete as per the direction of site Engineer-in-charge. |  | 10 | no |  |  |  | Excess(+) | 1 | Full Conversion | INR | [40 empty] | #VALUE! | #VALUE! | #VALUE!
24.18 | 50.18.8.6.2 : Providing and fixing PVC pipes, fittings including fixing the pipe with clamps at 1.00 m spacing. This includes jointing of pipes & fittings with one step PVC solvent cement and testing of joints complete as per direction of Engineer-in-Charge. Concealed work, including cutting chases and making good the wall etc. 50 mm pipe 6 kgf/cm2 |  | 15 | metre |  |  |  | Excess(+) | 1 | Full Conversion | INR | [40 empty] | #VALUE! | #VALUE! | #VALUE!
24.19 | 50.18.8.8.1 : Providing and fixing PVC pipes, fittings including fixing the pipe with clamps at 1.00 m spacing. This includes jointing of pipes with one step PVC solvent cement and testing of joints complete as per direction of Engineer-in-Charge. Concealed work, including cutting chases and making good the wall etc. 75 mm pipe 6 Kgf/cm2 |  | 15 | metre |  |  |  | Excess(+) | 1 | Full Conversion | INR | [40 empty] | #VALUE! | #VALUE! | #VALUE!
24.2 | 50.18.8.9.1 : Providing and fixing PVC pipes, fittings including fixing the pipe with clamps at 1.00 m spacing. This includes jointing of pipes with one step PVC solvent cement and testing of joints complete as per direction of Engineer-in-Charge. Concealed work, including cutting chased and making good the wall etc. 110 mm pipe 6kgf/cm2 |  | 10 | metre |  |  |  | Excess(+) | 1 | Full Conversion | INR | [40 empty] | #VALUE! | #VALUE! | #VALUE!
24.21 | 50.18.9.10.1 : Providing and fixing PVC pipes includings jointing of pipes with one step pvc solvent cement, trenching , refilling & testing of joints complete as per direction of Engineer in Charge. 150 mm dia 6 Kgf/cm2 |  | 40 | metre |  |  |  | Excess(+) | 1 | Full Conversion | INR | [40 empty] | #VALUE! | #VALUE! | #VALUE!
24.22 | 50.18.9.16.1 : Providing and fixing PVC pipes, fittings including fixing the pipe with clamps at 1.00 m spacing. This includes jointing of pipes & fittings with one step PVC solvent cement and testing of joints complete as per direction of Engineer-in-Charge 50 mm dia 10Kgf/cm2 - External work - Exposed on wall |  | 10 | metre |  |  |  | Excess(+) | 1 | Full Conversion | INR | [40 empty] | #VALUE! | #VALUE! | #VALUE!
24.23 | 50.18.9.18.1 : Providing and fixing PVC pipes including fixing the pipe with clamps/clips at 1.00 m spacing. This included jointing of pipes with one step PVC solvent cement and testing of joints complete as per direction of Engineer-in-Charge 75 mm dia 6Kgf/cm2 - External work- Exposed on wall |  | 30 | metre |  |  |  | Excess(+) | 1 | Full Conversion | INR | [40 empty] | #VALUE! | #VALUE! | #VALUE!
24.24 | 50.18.9.19.1 : Providing and fixing PVC pipes including fixing the pipe with clamps/ clips/ at 1.00 m spacing . This includes jointing of pipes with one step PVC solvent cement and testing of joints complete as per direction of Engineer-in-Charge 110 mm dia 6 Kgf/cm2 - External work- Exposed on wall |  | 30 | metre |  |  |  | Excess(+) | 1 | Full Conversion | INR | [40 empty] | #VALUE! | #VALUE! | #VALUE!
24.25 | 19.4.1.1 : Providing and fixing square-mouth S.W. gully trap class SP -1 complete with C.I. grating brick masonry chamber with water tight C.I. cover with frame of 300x300 mm size (inside) the weight of cover to be not less than 4.50 kg and frame to be not less than 2.70 kg as per standard design:100x100 mm size P typeWith common burnt clay F.P.S. (non modular) bricks of class designation 7.5 |  | 5 | each |  |  |  | Excess(+) | 1 | Full Conversion | INR | [40 empty] | #VALUE! | #VALUE! | #VALUE!
24.26 | 19.7.1.1 : Constructing brick masonry manhole in cement mortar 1:4 ( 1 cement : 4 coarse sand) with R.C.C. top with 1:2:4 mix (1 cement : 2 coarse sand : 4 graded stone aggregate 20 mm nominal size), foundation concrete 1:4:8 mix ( 1 cement : 4 coarse sand : 8 graded stone aggregate 40 mm nominal size,) inside plastering 12 mm thick with cement mortar 1:3 ( 1 cement : 3 coarse sand) finished with floating coat of neat cement and making channels in cement concrete 1:2:4 ( 1 cement : 2 coarse sand : 4 graded stone aggregate 20 mm nominal size ) finished with a floating coat of neat cement complete as per standard design:Inside size 90x80 cm and 45 cm deep including C.I. cover with frame (light duty) 455x610 mm internal dimensions, total weight of cover and frame to be not less than 38 kg (weigh of cover 23 kg and weight of frame 15 kg):With common burnt clay F.P.S. (non modular) bricks of class designation 7.5 |  | 3 | each |  |  |  | Excess(+) | 1 | Full Conversion | INR | [40 empty] | #VALUE! | #VALUE! | #VALUE!
24.27 | 19.8.1.1 : Extra for depth for manholesSize 90x80 cmWith common burnt clay F.P.S. ( non modular ) bricks of class designation 7.5 |  | 1 | metre |  |  |  | Excess(+) | 1 | Full Conversion | INR | [40 empty] | #VALUE! | #VALUE! | #VALUE!
24.28 | 2.10.1.1 : Excavating trenches of required width for pipes, cables, etc including excavation for sockets, and dressing of sides, ramming of bottoms, depth up to 1.5 m, including getting out the excavated soil. and then returning the soil as required, in layers not exceeding 20 cm in depth, including consolidating each deposited layer by ramming, watering, etc. and disposing of surplus excavated soil as directed, within a lead of 50 m:All kinds of soilPipes, cables etc, not exceeding 80 mm dia |  | 50 | metre |  |  |  | Excess(+) | 1 | Full Conversion | INR | [40 empty] | #VALUE! | #VALUE! | #VALUE!
24.29 | 2.10.1.2 : Excavating trenches of required width for pipes, cables, etc including excavation for sockets, and dressing of sides, ramming of bottoms, depth up to 1.5 m, including getting out the excavated soil. and then returning the soil as required, in layers not exceeding 20 cm in depth, including consolidating each deposited layer by ramming, watering, etc. and disposing of surplus excavated soil as directed, within a lead of 50 m:Pipes, cables etc. exceeding 80 mm dia but not exceeding 300 mm dia |  | 50 | metre |  |  |  | Excess(+) | 1 | Full Conversion | INR | [40 empty] | #VALUE! | #VALUE! | #VALUE!
24.3 | 19.32.1 : Making soak pit 2.5 m diameter 3.0 metre deep with 45 x 45 cm dry brick honey comb shaft with bricks and S.W. drain pipe 100 mm diameter, 1.8 m long complete as per standard design.With common burnt clay F.P.S. (non modular) bricks of class designation 7.5 |  | 1 | each |  |  |  | Excess(+) | 1 | Full Conversion | INR | [40 empty] | #VALUE! | #VALUE! | #VALUE!
24.31 | 19.33 : Constructing soak pit 1.20x1.20 m filled with brickbats including S.W. drain pipe 100 mm diameter and 1.20 m long complete as per standard design. |  | 1 | each |  |  |  | Excess(+) | 1 | Full Conversion | INR | [40 empty] | #VALUE! | #VALUE! | #VALUE!
24.32 | 18.48 : Providing and placing on terrace (at all floor levels) polyethylene water storage tank :ISI 12701 marked, with cover and suitable locking arrangement and making necessary holes for inlet, outlet and overflow pipes but without fittings and the base support for tank. |  | 10000 | Litre |  |  |  | Excess(+) | 1 | Full Conversion | INR | [40 empty] | #VALUE! | #VALUE! | #VALUE!
25 | Electrification | BI01010001010000000000000515BI0100001122 | [6 empty] | 1 | [45 empty] | 1.01 | Supplying, Conveying and fixing spls. Including eart | item1 | 123.223 | Nos
25.01 | 1.10.3 : Wiring for light point/ fan point/ exhaust fan point/ call bell point with 1.5 sq.mm FRLS PVC insulated copper conductor single core cable in surface / recessed medium class PVC conduit, with modular switch, modular plate, suitable GI box and earthing the point with 1.5 sq.mm. FRLS PVC insulated copper conductor single core cable etc as required.Group C |  | 242 | point |  |  |  | Excess(+) | 1 | Full Conversion | INR | [40 empty] | #VALUE! | #VALUE! | #VALUE! | 1.02 | Construction of chamber for 100mm sluice plates | item2 | 213 | Nos
25.02 | od215162/2024_2025 : Wiring combined plug point together with the light point/ fan point/ exhaust fan point/ call bell point including 6 A 5 pin modular socket controlled by 6A one way modular switch in the existing switch board and giving connection to the phase,neutral and earth terminal with 1.5 sq.mm. FRLS PVC insulated copper conductor single core cable ( Green wire for earthing) etc as required. |  | 57 | point |  |  |  | Excess(+) | 1 | Full Conversion | INR | [40 empty] | #VALUE! | #VALUE! | #VALUE! | 2 | Construction of chamber for 100mm sluices valve | item3 | 10 | Nos
25.03 | 90.3.19.3 : Supply conveyance, installation, testing and commissioning the light fittings of following types made from CRCA sheet 0.5mm thickness with all accessories and lamps directly on wall and giving connections with 16/0.20 mm 3 core PVC insulated and sheathed round copper conductor flex wire or extending the original wiring and giving connections as required |  | 30 | each |  |  |  | Excess(+) | 1 | Full Conversion | INR | [40 empty] | #VALUE! | #VALUE! | #VALUE!
25.04 | od215169/2024_2025 : Supply ,installation,testing and commissioning of 700lm pressure die cast housing Bulk head with IP65 protection &amp; IK 08 having efficacy not less than 105lm/W and giving connection with 3 core flex wire as required.&lt;br&gt;&lt;br&gt; |  | 23 | each |  |  |  | Excess(+) | 1 | Full Conversion | INR | [40 empty] | #VALUE! | #VALUE! | #VALUE!
25.05 | 1.58 : Supplying and fixing PVC batten/ angle holder including connection etc. as required. |  | 40 | each |  |  |  | Excess(+) | 1 | Full Conversion | INR | [40 empty] | #VALUE! | #VALUE! | #VALUE!
25.06 | od215198/2024_2025 : Supply and Installing B22 type 9W LED Bulb of 100 lumen/watt with PF 0.95. |  | 60 | each |  |  |  | Excess(+) | 1 | Full Conversion | INR | [40 empty] | #VALUE! | #VALUE! | #VALUE!
25.07 | od215376/2024_2025 : Supply Conveyance, installation, testing and commissioning of Wall bracket Fancy fittings of Philips make Model No. 581879 shiny stainless steel base &amp; glass Opal paint finish with 10W LED fittings and giving connections etc.as required.&lt;br&gt;&lt;br&gt; |  | 60 | each |  |  |  | Excess(+) | 1 | Full Conversion | INR | [40 empty] | #VALUE! | #VALUE! | #VALUE!
25.08 | 90.3.18.2 : Supply, fabrication, conveyance and fixing the following sizes of B class GI pipe bent to shape / cut and welded to shape and fixing the same to wall / parapet using clamps as noted along with each size, painting with 2 coats of synthetic enamel paint over a coat of zinc chromate primer, making good the damages, colour washing etc as required. |  | 15 | metre |  |  |  | Excess(+) | 1 | Full Conversion | INR | [40 empty] | #VALUE! | #VALUE! | #VALUE!
25.09 | 90.15.4.2 : Supply Conveyance, installation, testing and commissioning of 36/40W LED street light output greater than 105lumen/W 4000-6000 K with IP 66 protection LED Chip make Cree/Lumilled/Nichea with power factor greater than 0.95 at full load, internal surge protection up to 8 KV,and Aluminium pressure die-cast Powder coated housing,acrylic cover complete with THD less than 10%, power factor greater than 0.98, RoHS compliant, duly wired up for use on 230 V AC supply. Driver compartment should be seperatly accessible for maintenance (LM 79&80 certificates from NABL accredited Third party lab to be produced mentioning chip manufacturer) |  | 10 | each |  |  |  | Excess(+) | 1 | Full Conversion | INR | [40 empty] | #VALUE! | #VALUE! | #VALUE!
25.1 | 90.4.1 : Supply and installation of suitable size MS rod type fan clamp in the RCC slab as per IS 732 as required. |  | 31 | each |  |  |  | Excess(+) | 1 | Full Conversion | INR | [40 empty] | #VALUE! | #VALUE! | #VALUE!
25.11 | 1.25 : Supplying and fixing two module stepped type electronic fan regulator on the existing modular plate switch box including connections but excluding modular plate etc. as required. |  | 31 | each |  |  |  | Excess(+) | 1 | Full Conversion | INR | [40 empty] | #VALUE! | #VALUE! | #VALUE!
25.12 | od215408/2024_2025 : Supply, Installation, Testing and Commissioning of 1200 mm sweep, BEE 5 star rated, ceiling fan with Brush Less Direct Current (BLDC) Motor, class of insulation: B, 3 nos. blades, 30 cm long down rod, 2 nos. canopies, shackle kit, safety rope, copper winding, Power Factor not less than 0.9, Service Value (CMM/W) minimum 6.85, Air delivery minimum 215 CMM, 350 RPM (tolerance as per IS : 374- 2019), THD less than 10%, remote or electronic regulator unit for speed control and all remaining accessories including safety pin, nut bolts, washers, temperature rise=75 degree C (max.), insulation resistance more than 2 mega ohm, suitable for 230 V, 50 Hz, single phase AC Supply, earthing etc. complete as required. |  | 31 | each |  |  |  | Excess(+) | 1 | Full Conversion | INR | [40 empty] | #VALUE! | #VALUE! | #VALUE!
25.13 | 90.4.8 : Charges for cutting holes suitable for accommodating exhaust fans up to 305mm sweep including plastering colour washing etc. as required. |  | 19 | each |  |  |  | Excess(+) | 1 | Full Conversion | INR | [40 empty] | #VALUE! | #VALUE! | #VALUE!
25.14 | 90.4.9 : Charges for cutting holes suitable for accommodating exhaust fans above 305mm sweep and up to 450mm sweep including plastering colour washing etc. as required. |  | 1 | each |  |  |  | Excess(+) | 1 | Full Conversion | INR | [40 empty] | #VALUE! | #VALUE! | #VALUE!
25.15 | od215409/2024_2025 : Supply, conveyance, installation , testing and commissioning of 300/305 mm sweep Light Duty Exhaust fan in metal frame working on 230 V A/C in the existing opening, fixing necessary anchor bolts / bolt and nuts etc., as required including giving connections with the supplied wire along with the&nbsp;exhaust&nbsp;fan. |  | 19 | each |  |  |  | Excess(+) | 1 | Full Conversion | INR | [40 empty] | #VALUE! | #VALUE! | #VALUE!
25.16 | od230447/2024_2025 : Supply, conveyance, installation , testing and commissioning of 380 mm sweep 900 rpm Heavy Duty Exhaust fan in metal frame working on 230 V A/C in the existing opening, fixing necessary anchor bolts / bolt and nuts etc., as required including giving connections with the supplied wire along with the exhaust fan. |  | 1 | each |  |  |  | Excess(+) | 1 | Full Conversion | INR | [40 empty] | #VALUE! | #VALUE! | #VALUE!
25.17 | od215410/2024_2025 : Supply conveyance, installation, testing and commissioning the 17 W LED Mirror light fittings directly fixed on wall and giving connections with 16/0.20 mm 3 core PVC insulated and sheathed round copper conductor flex wire or extending the original wiring and giving connections as required (Philips Ultron 17- Watt Wall Light (Cool White, Round, Metal) or its equivalent make. |  | 10 | each |  |  |  | Excess(+) | 1 | Full Conversion | INR | [40 empty] | #VALUE! | #VALUE! | #VALUE!
25.18 | 90.5.1.3 : Supply and fixing the following types of superior quality 250V A.C call bell on existing M.S. box and giving connections with required length of 3 core, 16 / 0.20mm 650/1100V grade PVC insulated and PVC sheathed round copper conductor flex wire conforming to relevant ISS or with the extended original wiring, earthing the MS box and making good the surface as required. |  | 10 | each |  |  |  | Excess(+) | 1 | Full Conversion | INR | [40 empty] | #VALUE! | #VALUE! | #VALUE!
25.19 | 1.27.1 : Supplying and fixing following size/ modules, GI box alongwith modular base & cover plate for modular switches in recess etc as required.1 or 2 Module (75mmX75mm) |  | 40 | each |  |  |  | Excess(+) | 1 | Full Conversion | INR | [40 empty] | #VALUE! | #VALUE! | #VALUE!
25.2 | 1.27.2 : Supplying and fixing following size/ modules, GI box alongwith modular base & cover plate for modular switches in recess etc as required.3 Module (100mmX75mm) |  | 55 | each |  |  |  | Excess(+) | 1 | Full Conversion | INR | [40 empty] | #VALUE! | #VALUE! | #VALUE!
25.21 | 1.27.4 : Supplying and fixing following size/ modules, GI box alongwith modular base & cover plate for modular switches in recess etc as required.6 Module (200mmX75mm) |  | 20 | each |  |  |  | Excess(+) | 1 | Full Conversion | INR | [40 empty] | #VALUE! | #VALUE! | #VALUE!
25.22 | 1.24.1 : Supplying and fixing following modular switch/ socket on the existing modular plate & switch box including connections but excluding modular plate etc. as required.5/6 amps switch |  | 40 | each |  |  |  | Excess(+) | 1 | Full Conversion | INR | [40 empty] | #VALUE! | #VALUE! | #VALUE!
25.23 | 1.24.3 : Supplying and fixing following modular switch/ socket on the existing modular plate & switch box including connections but excluding modular plate etc. as required.15/16 amp switch |  | 70 | each |  |  |  | Excess(+) | 1 | Full Conversion | INR | [40 empty] | #VALUE! | #VALUE! | #VALUE!
25.24 | 1.24.4 : Supplying and fixing following modular switch/ socket on the existing modular plate & switch box including connections but excluding modular plate etc. as required.3 pin 5/6 amp socket outlet |  | 50 | each |  |  |  | Excess(+) | 1 | Full Conversion | INR | [40 empty] | #VALUE! | #VALUE! | #VALUE!
25.25 | 1.24.5 : Supplying and fixing following modular switch/ socket on the existing modular plate & switch box including connections but excluding modular plate etc. as required.6 pin 15/16 amp socket outlet |  | 80 | each |  |  |  | Excess(+) | 1 | Full Conversion | INR | [40 empty] | #VALUE! | #VALUE! | #VALUE!
25.26 | 1.21.1 : Supplying and fixing of following sizes of medium class PVC conduit along with accessories in surface/ recess including cutting the wall and making good the same in case of recessed conduit as required.20 mm |  | 2000 | metre |  |  |  | Excess(+) | 1 | Full Conversion | INR | [40 empty] | #VALUE! | #VALUE! | #VALUE!
25.27 | 1.21.2 : Supplying and fixing of following sizes of medium class PVC conduit along with accessories in surface/ recess including cutting the wall and making good the same in case of recessed conduit as required.25 mm |  | 1200 | metre |  |  |  | Excess(+) | 1 | Full Conversion | INR | [40 empty] | #VALUE! | #VALUE! | #VALUE!
25.28 | 1.21.3 : Supplying and fixing of following sizes of medium class PVC conduit along with accessories in surface/ recess including cutting the wall and making good the same in case of recessed conduit as required.32 mm |  | 200 | metre |  |  |  | Excess(+) | 1 | Full Conversion | INR | [40 empty] | #VALUE! | #VALUE! | #VALUE!
25.29 | 1.17.3 : Supplying and drawing following sizes of FRLS PVC insulated copper conductor, single core cable in the existing surface / recessed steel/ PVC conduit as required.3 X 1.5 sq.mm |  | 2000 | metre |  |  |  | Excess(+) | 1 | Full Conversion | INR | [40 empty] | #VALUE! | #VALUE! | #VALUE!
25.3 | 1.17.12 : Supplying and drawing following sizes of FRLS PVC insulated copper conductor, single core cable in the existing surface / recessed steel/ PVC conduit as required.3 x 2.5 sq. mm |  | 800 | metre |  |  |  | Excess(+) | 1 | Full Conversion | INR | [40 empty] | #VALUE! | #VALUE! | #VALUE!
25.31 | 1.17.21 : Supplying and drawing following sizes of FRLS PVC insulated copper conductor, single core cable in the existing surface / recessed steel/ PVC conduit as required.3 x 4 sq. mm |  | 300 | metre |  |  |  | Excess(+) | 1 | Full Conversion | INR | [40 empty] | #VALUE! | #VALUE! | #VALUE!
25.32 | 1.17.30 : Supplying and drawing following sizes of FRLS PVC insulated copper conductor, single core cable in the existing surface / recessed steel/ PVC conduit as required.3 x 6 sq. mm |  | 400 | metre |  |  |  | Excess(+) | 1 | Full Conversion | INR | [40 empty] | #VALUE! | #VALUE! | #VALUE!
25.33 | od229974/2024_2025 : Supply and Fixing of Instant On Switch 24p Gigabit 4p SFP+ 1930 ,128 Gbps, Ports: 24 Gigabit copper Up-link ports: 4 SFP+ 1/10 GbE ports and giving connections etc as required. |  | 1 | each set |  |  |  | Excess(+) | 1 | Full Conversion | INR | [40 empty] | #VALUE! | #VALUE! | #VALUE!
25.34 | od229975/2024_2025 : Supply and Fixing of Access Point Indoor-WPA3-MPSK-80mhz Bandwidth-WiFi 5 &amp; 6-2x2 MU MIMO- OFDMA-VPN Tunnel-Dual band -IOT Capabilities-Bluetooth 5.0-Zigbee with mounting brackets and giving connections etc as required. |  | 1 | each set |  |  |  | Excess(+) | 1 | Full Conversion | INR | [40 empty] | #VALUE! | #VALUE! | #VALUE!
25.35 | od229976/2024_2025 : Supply and Fixing of POE Injector for Access point and giving connections etc as required. |  | 1 | each set |  |  |  | Excess(+) | 1 | Full Conversion | INR | [40 empty] | #VALUE! | #VALUE! | #VALUE!
25.36 | od229977/2024_2025 : Supply and Fixing of 10G SFP+ Transceiver and giving connections etc as required. |  | 1 | each set |  |  |  | Excess(+) | 1 | Full Conversion | INR | [40 empty] | #VALUE! | #VALUE! | #VALUE!
25.37 | od229978/2024_2025 : Supply and fixing of UL certified 19 inch 12U Wall Mounting Rack with Front Glass door and lock and all mounting hardware including minimum 2 number of Horizontal Cable organiser suitable for 19 inch Rack,2U standard ,230V 6A Inlet Plug type Indian Round Pin 6 Nos , Power Distribution Unit ,8A Fuse, ,Air circulation module 90CFM. Approved Make: D Link, HCL, Netrack, President, Valrack&lt;br&gt;&lt;br&gt; |  | 1 | each |  |  |  | Excess(+) | 1 | Full Conversion | INR | [40 empty] | #VALUE! | #VALUE! | #VALUE!
25.38 | od229979/2024_2025 : Installation of necessary Net work accessories and required cables for connecting the power to Network rack ACDB in structured way ( IS standards), using necessary , Sockets, Switches on surface/concealed boxes.&lt;br&gt;&lt;br&gt; |  | 7 | set |  |  |  | Excess(+) | 1 | Full Conversion | INR | [40 empty] | #VALUE! | #VALUE! | #VALUE!
25.39 | 90.16.1.1 : Supply and drawing bare earthing conductors of the following sizes along with wiring/ cables and giving connection as required |  | 300 | metre |  |  |  | Excess(+) | 1 | Full Conversion | INR | [40 empty] | #VALUE! | #VALUE! | #VALUE!
25.4 | 90.16.1.2 : Supply and drawing bare earthing conductors of the following sizes along with wiring/ cables and giving connection as required |  | 300 | metre |  |  |  | Excess(+) | 1 | Full Conversion | INR | [40 empty] | #VALUE! | #VALUE! | #VALUE!
25.41 | 90.16.5.1 : Supply of superior quality copper earth socket for the following size of earth conductor including crimping etc. as required. |  | 40 | each |  |  |  | Excess(+) | 1 | Full Conversion | INR | [40 empty] | #VALUE! | #VALUE! | #VALUE!
25.42 | 90.16.5.2 : Supply of superior quality copper earth socket for the following size of earth conductor including crimping etc. as required. |  | 40 | each |  |  |  | Excess(+) | 1 | Full Conversion | INR | [40 empty] | #VALUE! | #VALUE! | #VALUE!
25.43 | od215412/2024_2025 : Supply and providing the following sizes of bolt and nut with washers on the existing MS box / earth bus etc. as required including drilling necessary holes as required.25 x 6 mm brass bolt &amp; nut&lt;br&gt;&lt;br&gt; |  | 60 | each |  |  |  | Excess(+) | 1 | Full Conversion | INR | [40 empty] | #VALUE! | #VALUE! | #VALUE!
25.44 | 2.3.4 : Supplying and fixing following way, single pole and neutral, sheet steel, MCB distribution board, 240 V, on surface/ recess, complete with tinned copper bus bar, neutral bus bar, earth bar, din bar, interconnections, powder painted including earthing etc. as required. (But without MCBIRCCB/Isolator16 way, Double door |  | 11 | each |  |  |  | Excess(+) | 1 | Full Conversion | INR | [40 empty] | #VALUE! | #VALUE! | #VALUE!
25.45 | 90.11.1.14 : Supply and installation of sheet steel, phosphatised and painted, dust and vermin proof enclosure of MCB DB including copper /brass bus bar, neutral link, earth bus and DIN rail suitable for fixing MCB/ isolator etc. fixed on wall using suitable anchor bolts or fixed in recess including cutting hole on the wall , making good the damages, colour washing etc. as required |  | 1 | each |  |  |  | Excess(+) | 1 | Full Conversion | INR | [40 empty] | #VALUE! | #VALUE! | #VALUE!
25.46 | od231220/2024_2025 : Supply and installation of sheet steel, phosphatised and painted, dust and vermin proof enclosure of MCB DB including copper /brass bus bar, neutral link, earth bus and DIN rail suitable for fixing MCB/ isolator etc. fixed on wall using suitable anchor bolts or fixed in recess including cutting hole on the wall , making good the damages, colour washing etc. as required. 8 Way enclosure for independent mounting of MCB/RCCB/ RCBO.&lt;br&gt;&lt;br&gt; |  | 1 | each |  |  |  | Excess(+) | 1 | Full Conversion | INR | [40 empty] | #VALUE! | #VALUE! | #VALUE!
25.47 | 2.13.2 : Supplying and fixing following rating, four pole, 415 volts, isolator in the existing MCB DB complete with connections, testing and commissioning etc. as required.63 amps |  | 1 | each |  |  |  | Excess(+) | 1 | Full Conversion | INR | [40 empty] | #VALUE! | #VALUE! | #VALUE!
25.48 | 2.13.1 : Supplying and fixing following rating, four pole, 415 volts, isolator in the existing MCB DB complete with connections, testing and commissioning etc. as required.40 amps |  | 1 | each |  |  |  | Excess(+) | 1 | Full Conversion | INR | [40 empty] | #VALUE! | #VALUE! | #VALUE!
25.49 | 2.15.2 : Supplying and fixing following rating, four pole, (three phase and neutral), 415 volts, residual current circuit breaker (RCCB), having a sensitivity current 30 mA in the existing MCB DB complete with connections, testing and commissioning etc. as required.40 amps |  | 2 | each |  |  |  | Excess(+) | 1 | Full Conversion | INR | [40 empty] | #VALUE! | #VALUE! | #VALUE!
25.5 | 2.12.1 : Supplying and fixing following rating, double pole, 240 volts, isolator in the existing MCB DB complete with connections, testing and commissioning etc. as required.40 amps |  | 21 | each |  |  |  | Excess(+) | 1 | Full Conversion | INR | [40 empty] | #VALUE! | #VALUE! | #VALUE!
25.51 | 2.14.1 : Supplying and fixing following rating, double pole, (single phase and neutral), 240 V, residual current circuit breaker (RCCB), having a sensitivity current 30 mA in the existing MCB DB complete with connections, testing and commissioning etc. as required.25 amps |  | 11 | each |  |  |  | Excess(+) | 1 | Full Conversion | INR | [40 empty] | #VALUE! | #VALUE! | #VALUE!
25.52 | od231244/2024_2025 : Supplying and fixing 40 amps to 63 amps rating, 240/415 volts, &quot;C&quot; curve,&lt;br&gt;miniature circuit breaker suitable for inductive load of following poles in the&lt;br&gt;existing MCB DB complete with connections, testing and commissioning etc. as&lt;br&gt;required. Triple pole |  | 2 | each |  |  |  | Excess(+) | 1 | Full Conversion | INR | [40 empty] | #VALUE! | #VALUE! | #VALUE!
25.53 | 2.10.1 : Supplying and fixing 5 amps to 32 amps rating, 240/415 volts, "C" curve, miniature circuit breaker suitable for inductive load of following poles in the existing MCB DB complete with connections, testing and commissioning etc. as required.Single pole |  | 137 | each |  |  |  | Excess(+) | 1 | Full Conversion | INR | [40 empty] | #VALUE! | #VALUE! | #VALUE!
25.54 | od231219/2024_2025 : Supply and Installation of Three Phase Energy (Kwh) Meter 240V, 50Hz, 4-wire, 10-60A Digital with LCD display and giving proper connections etc as required. |  | 1 | each |  |  |  | Excess(+) | 1 | Full Conversion | INR | [40 empty] | #VALUE! | #VALUE! | #VALUE!
25.55 | od215603/2024_2025 : Supply and Installation of Single Phase Energy (Kwh) Meter with LCD display and giving proper connections etc as required. |  | 10 | each |  |  |  | Excess(+) | 1 | Full Conversion | INR | [40 empty] | #VALUE! | #VALUE! | #VALUE!
25.56 | od215413/2024_2025 : Supplying and fixing 32A, HRC Fuse Base with HRC Fuse link with connections, in existing meter board etc as required.&lt;br&gt;&lt;br&gt; |  | 10 | each |  |  |  | Excess(+) | 1 | Full Conversion | INR | [40 empty] | #VALUE! | #VALUE! | #VALUE!
25.57 | od215415/2024_2025 : Supply and installation of 32 A, 2 Way neutral links mounted on DMC/SMC base&lt;br&gt;&lt;br&gt; |  | 10 | each |  |  |  | Excess(+) | 1 | Full Conversion | INR | [40 empty] | #VALUE! | #VALUE! | #VALUE!
25.58 | 90.14.1.2 : Fabrication, supply, conveyance, installation testing and commissioning of floor or wall mounting, dust and vermin proof, cubicle type MV panel board comprising of the following components/ devices & complying to IS 8623.<br> Fabrication of fully partitioned, dust and vermin proof enclosure for panel assembly as per form 4 of IS 8623 (with latest amendments) using CRCA sheet as per approved design and requirement, with front and rear access facility, bus bar chambers, hinged doors for all switch gear compartments, earthing the doors using 4 sq mm braided copper conductor, providing necessary cut-outs for mounting meters, relays, indication lamps, bus bar interconnection etc, detachable covers for bus bar chamber and cable alley, powder coating the assembly after subjecting to 7 tank process etc as required. CRCA sheet alone be used for the fabrication. Angles/ flats/ slotted angles etc shall not be used for the fabrication of panel assembly. The measurments will be taken the area of the complete sheets used for panel board including partitions, folding, shrouding etc. |  | 18 | sqm |  |  |  | Excess(+) | 1 | Full Conversion | INR | [40 empty] | #VALUE! | #VALUE! | #VALUE!
25.59 | 90.14.2.1 : Supply and providing 2mm SMC sheet as shrouding for bus interconnection / terminations etc. including required nut & bolt etc. |  | 4 | sqm |  |  |  | Excess(+) | 1 | Full Conversion | INR | [40 empty] | #VALUE! | #VALUE! | #VALUE!
25.6 | 90.14.3.1 : Supply and providing heavy duty 'A' section neoprene gasket in the panel board |  | 20 | metre |  |  |  | Excess(+) | 1 | Full Conversion | INR | [40 empty] | #VALUE! | #VALUE! | #VALUE!
25.61 | 90.14.5 : Supply and fabrication conveyance and installation of angle iron frame work for wall mounting panel board |  | 250 | kg |  |  |  | Excess(+) | 1 | Full Conversion | INR | [40 empty] | #VALUE! | #VALUE! | #VALUE!
25.62 | 90.14.4 : Supply and fabrication conveyance and installation of base frame of panel board using 75 x 40 mm rolled steel channel (ISMC) |  | 5 | metre |  |  |  | Excess(+) | 1 | Full Conversion | INR | [40 empty] | #VALUE! | #VALUE! | #VALUE!
25.63 | 90.14.6 : Supply and providing copper bus bars including finger type SMC bus bar supports in the bus chamber, suitable size nut & bolt, providng heat shrink sleeves etc. as required. |  | 1000 | Cum cm |  |  |  | Excess(+) | 1 | Full Conversion | INR | [40 empty] | #VALUE! | #VALUE! | #VALUE!
25.64 | 90.14.7 : Supply and providing copper earth bus in the panel board |  | 50 | Cum cm |  |  |  | Excess(+) | 1 | Full Conversion | INR | [40 empty] | #VALUE! | #VALUE! | #VALUE!
25.65 | 90.12.5.3 : Supply & laying of one number PVC insulated and PVC sheathed armoured aluminium power cable of 1.1KV grade of the following sizes in the existing RCC/ HUME / STONE WARE/ GI/ DWC pipe as required. |  | 20 | metre |  |  |  | Excess(+) | 1 | Full Conversion | INR | [40 empty] | #VALUE! | #VALUE! | #VALUE!
25.66 | 90.12.7.3 : Supply, laying and clamping of 1 no. PVC insulated and PVC sheathed armoured aluminium power cable, 1.1 KV grade of the following sizes using clamps noted along with the cables, spacing of clamps not exceeding 60cms, making good the damages , colour washing etc. as required. |  | 40 | metre |  |  |  | Excess(+) | 1 | Full Conversion | INR | [40 empty] | #VALUE! | #VALUE! | #VALUE!
25.67 | 90.12.5.35 : Supply & laying of one number PVC insulated and PVC sheathed armoured aluminium power cable of 1.1KV grade of the following sizes in the existing RCC/ HUME / STONE WARE/ GI/ DWC pipe as required. |  | 900 | metre |  |  |  | Excess(+) | 1 | Full Conversion | INR | [40 empty] | #VALUE! | #VALUE! | #VALUE!
25.68 | 90.12.7.35 : Supply, laying and clamping of 1 no. PVC insulated and PVC sheathed armoured aluminium power cable, 1.1 KV grade of the following sizes using clamps noted along with the cables, spacing of clamps not exceeding 60cms, making good the damages , colour washing etc. as required. |  | 50 | metre |  |  |  | Excess(+) | 1 | Full Conversion | INR | [40 empty] | #VALUE! | #VALUE! | #VALUE!
25.69 | 9.1.2 : Supplying and making end termination with brass compression gland and aluminium lugs for following size of PVC insulated and PVC sheathed / XLPE aluminium conductor cable of 1.1 KV grade as required.2 X 10 sq. mm (19mm) |  | 4 | set |  |  |  | Excess(+) | 1 | Full Conversion | INR | [40 empty] | #VALUE! | #VALUE! | #VALUE!
25.7 | 9.1.29 : Supplying and making end termination with brass compression gland and aluminium lugs for following size of PVC insulated and PVC sheathed / XLPE aluminium conductor cable of 1.1 KV grade as required.3 1/2X 240 sq. mm (62mm) |  | 2 | set |  |  |  | Excess(+) | 1 | Full Conversion | INR | [40 empty] | #VALUE! | #VALUE! | #VALUE!
25.71 | 5.4 : Earthing with G.I. earth plate 600 mm X 600 mm X 6 mm thick including accessories, and providing masonry enclosure with cover plate having locking arrangement and watering pipe of 2.7 metre long etc. with charcoal/ coke and salt as required. |  | 2 | set |  |  |  | Excess(+) | 1 | Full Conversion | INR | [40 empty] | #VALUE! | #VALUE! | #VALUE!
25.72 | od215421/2024_2025 : Supply and laying of the following sizes CU strip laid 0.6 m below ground level including excavating trench of suitable size and refilling etc, as required.&lt;br&gt; 25 x 3 mm copper strip |  | 40 | metre |  |  |  | Excess(+) | 1 | Full Conversion | INR | [40 empty] | #VALUE! | #VALUE! | #VALUE!
25.73 | od215422/2024_2025 : Supply and laying the following sizes of earthing bare copper/strips on cable tray or wall surface, including necessary clamps (each clamp not exceeding 60 cm) and bolts etc as required for complete installation as instructed by engineer in charge/consultant. &lt;br&gt;25 X 3 Cu strips tinned at the joints |  | 20 | metre |  |  |  | Excess(+) | 1 | Full Conversion | INR | [40 empty] | #VALUE! | #VALUE! | #VALUE!
25.74 | 90.12.10.2 : Supply & laying of DWC pipe in ordinary soil 0.75m below ground level including excavation |  | 20 | metre |  |  |  | Excess(+) | 1 | Full Conversion | INR | [40 empty] | #VALUE! | #VALUE! | #VALUE!
25.75 | 90.12.10.10 : Supply & laying of DWC pipe in ordinary soil 0.75m below ground level including excavation |  | 900 | metre |  |  |  | Excess(+) | 1 | Full Conversion | INR | [40 empty] | #VALUE! | #VALUE! | #VALUE!
25.76 | 90.16.2.3 : Supply and laying of the following sizes of B class GI pipe laid 0.6 m below ground level including excavating trench of suitable size and refilling etc, as required.32 mm dia G.I pipe ( medium class) |  | 30 | metre |  |  |  | Excess(+) | 1 | Full Conversion | INR | [40 empty] | #VALUE! | #VALUE! | #VALUE!
25.77 | 90.14.10.12 : Supply, conveyance and fixing the following types & current rated control gears & switchgears conforming to IS 13947 suitable for 440 V, 50 Hz, AC supply in the existing panel assembly as required. |  | 1 | no |  |  |  | Excess(+) | 1 | Full Conversion | INR | [40 empty] | #VALUE! | #VALUE! | #VALUE!
25.78 | od231242/2024_2025 : Supplying and fixing 40 amps rating, 240/415 volts, &quot;C&quot; curve, miniature circuit breaker suitable for inductive load of following poles in the existing MCB DB complete with connections, testing and commissioning etc. as required.&lt;br&gt;Double pole |  | 10 | each |  |  |  | Excess(+) | 1 | Full Conversion | INR | [40 empty] | #VALUE! | #VALUE! | #VALUE!
25.79 | od215427/2024_2025 : Supply and providing Red, Green, Black, Yellow, Orange colours LED indicators, AC/DC 22.5mm cut out dia&lt;br&gt;&lt;br&gt; |  | 2 | each |  |  |  | Excess(+) | 1 | Full Conversion | INR | [40 empty] | #VALUE! | #VALUE! | #VALUE!
25.8 | od215428/2024_2025 : Supply and providing Blue Colour LED indicator lamp, AC/DC, 22.5 cm cut out dia&lt;br&gt;&lt;br&gt; |  | 1 | each |  |  |  | Excess(+) | 1 | Full Conversion | INR | [40 empty] | #VALUE! | #VALUE! | #VALUE!
25.81 | od215429/2024_2025 : Providing and fixing following multi function meter to read: V, A, F, 3 phase accuracy class 1 in existing panel and giving connection complete&lt;br&gt;&lt;br&gt; |  | 1 | each |  |  |  | Excess(+) | 1 | Full Conversion | INR | [40 empty] | #VALUE! | #VALUE! | #VALUE!
25.82 | od215430/2024_2025 : Supply and fixing selector switch suitable for multi function meter in existing enclosure.&lt;br&gt;&lt;br&gt; |  | 1 | each |  |  |  | Excess(+) | 1 | Full Conversion | INR | [40 empty] | #VALUE! | #VALUE! | #VALUE!
25.83 | od215431/2024_2025 : Supply and fixing 20 A bake lite type HRC fuse base with link in existing metal box and giving connections etc.as required.&lt;br&gt;&lt;br&gt; |  | 3 | each |  |  |  | Excess(+) | 1 | Full Conversion | INR | [40 empty] | #VALUE! | #VALUE! | #VALUE!
25.84 | od215432/2024_2025 : Supply and installation of Enamelled Danger Notice Board of size 200 x 150 mm. with inscriptions ( both in English and Malayalam) and conventional Skull and Bone in Red colour.&lt;br&gt;&lt;br&gt; |  | 1 | each |  |  |  | Excess(+) | 1 | Full Conversion | INR | [40 empty] | #VALUE! | #VALUE! | #VALUE!
25.85 | od215440/2024_2025 : Supply and providing 2.5mm thick Elastomeric fire retardant insulating mat as per IS 15652/2006 to withstand 11 KV dielectric strength.&lt;br&gt;&lt;br&gt; |  | 2 | sqm |  |  |  | Excess(+) | 1 | Full Conversion | INR | [40 empty] | #VALUE! | #VALUE! | #VALUE!
25.86 | od215441/2024_2025 : Supply conveyance installation of portable type ABC TYPE 5 KG Capacity fire extinguisher in position etc. as required&lt;br&gt;&lt;br&gt; |  | 2 | each |  |  |  | Excess(+) | 1 | Full Conversion | INR | [40 empty] | #VALUE! | #VALUE! | #VALUE!
25.87 | od215442/2024_2025 : Supply conveyance installation of portable type CO2 TYPE 4.5 KG Capacity fire extinguisher in position&lt;br&gt;&lt;br&gt; |  | 2 | each |  |  |  | Excess(+) | 1 | Full Conversion | INR | [40 empty] | #VALUE! | #VALUE! | #VALUE!
25.88 | od215443/2024_2025 : Painting letters or figures of the following sizes with enamel paint as identification mark to SB, DB, panel board etc as required 2.50 cm, 4 cm or 5 cm height&lt;br&gt;&lt;br&gt; |  | 500 | no |  |  |  | Excess(+) | 1 | Full Conversion | INR | [40 empty] | #VALUE! | #VALUE! | #VALUE!
26 | SITC OF 13 PASSENGER LIFT | [7 empty] | 1
26.01 | od229454/2024_2025 : Supply, Installation, Testing and Commissioning of 13 passenger Capacity 884Kg / 13 Passenger Rated speed :1.00 M/S Travel :8 m. approx. No of floor&amp;Entrance served :G +2 Upper floor, 3 openings No of Floors served 3 Floors, 3 opening Method of control :With/ with out attendent :with microprocessor :Controller. Machin Room / Machin Type : With Machine Room Gear Less Size of Lift well :2570mmx 2370 mm Position of counter weight :Rear side of the Car. Size of platform :As per ISS Drive :Veriable Voltage&amp; Veriable frequency :wih levelling accuracy of +/-8mm Operation :Simplex full selective collective :control with load weighting device. Car Body : M. S powder coated door : false ceiling, indirect lighting, fan, push&amp;talk and floor with anti skid. Car Entrance :Automatic centre opening sliding door as per ISS with :provision for mechanical opening Key. Hoist way entrence :as above Call &amp; Position indicators :Indicators provided all landings. Electric Supply :Suitable for operating in 415 V AC Electric supply (light) :230V, single phase Voltagr stabilizer :Suitable capacity servo stabilizer. :for motor and inbuilt stabilizer for :controller. Indication ,Push butons :a) LED indication ( inside car and at all and other requirements landings b) Call indicator ( inside car - LED ) c) Push button for door, car and door open. d)Flush mounted switch for fan &amp; light. ef) Non stop button f) battery operated emergency lamp with rechargable battery. gh)battery operated alarm bell h) Firemen&apos;s switch at main lobby i) Auto/ Attendant control-inside car. Winding Handle : Manual winding wheel in case of an emergency. Safeties 1) over speed governor 2)Saftey gear buffers. 3)Motor over speed protection 4)Phase reversal protection 5)Final limit switches 6) other safeties as per ISS 7) Single phasing preventer Leveling : Automatic leveling at all landing Control Panel :Control panel shall be accommodated in dust and vermin proof sheet metel enclosure. Tests :At site tests as per IS 14665/2001 to be carried out before handing over. Door opening : Infra red door opening system to be Provided for the entire length. ARD :Automatic rescue device with an electronic controller and with necessary maintanance free batteries. The rescue operation shall act with in 10 sceonds of power failure. Scope of work :1) Supply of Lift materials 2) Minor civil works such as construction of buffer block in the pit, machine foundation in the machine room. necessary foundation for mounting the control panel, cutting pockets and brakets for guide rails, grouting boxes for control units in the front side etc. This does not include correction of wall opening on the front side of the wall. 3) Scaffolding 4) Door frames 5) Supporting steel 6)Supply of booklet with complte details of maintenance schedule and control diagram. 7) Giving training to dept. staff for attending trouble shooting. 8) Obtaining scheme approval as well as energisation certificate from ele. Inspectorat of necessary drawing for the same. Necessary fee shall be remitted to the inspectorate by the firm for which no refund will be made from the department 9) Free servicing for 12 months after handing over. Guarantee : Company shall carry out free maintennace : during warranty period which hall include. 1) Cleaning lift equipment. 2) Lubricating all reqd. parts. 3)Replacing of lubricating oil as and when required. 4) Cheeking and adjusting contacts. 5) Replacing fusible items, alarm etc. 6)Recharging / replacing batteries in case of such requirements 7) replacing / rewinding motor if required. 8) Replacing / renewing all defective parts of the lift including V3F unit if found necessary. |  | 1 | each |  |  |  | Excess(+) | 1 | Full Conversion | INR | [40 empty] | #VALUE! | #VALUE! | #VALUE!
26.02 | od229456/2024_2025 : Annual comprehensive maintenance contract of 13 passenger single automatic push button with/without attendant lifts which include routine preventive and break down maintenance for a period of five years i/c repair, replacement of worn out items with minimum down time warranty &amp; guarantee of repaired/ replaced items i/c lamps, battery of ARD lighting system etc. after completion of one year of guarantee period. (Rate quoted shall be per month per lift) Cost of AMC for 4 years after completion of 1 year free maintenance. 1st Year AMC Charges |  | 1 | each |  |  |  | Excess(+) | 1 | Full Conversion | INR | [40 empty] | #VALUE! | #VALUE! | #VALUE!
26.03 | od229457/2024_2025 : Annual comprehensive maintenance contract of 13 passenger single automatic push button with/without attendant lifts which include routine preventive and break down maintenance for a period of five years i/c repair, replacement of worn out items with minimum down time warranty &amp; guarantee of repaired/ replaced items i/c lamps, battery of ARD lighting system etc. after completion of one year of guarantee period. (Rate quoted shall be per month per lift) Cost of AMC for 4 years after completion of 1 year free maintenance. 2nd Year AMC Charges |  | 1 | each |  |  |  | Excess(+) | 1 | Full Conversion | INR | [40 empty] | #VALUE! | #VALUE! | #VALUE!
26.04 | od229458/2024_2025 : Annual comprehensive maintenance contract of 13 passenger single automatic push button with/without attendant lifts which include routine preventive and break down maintenance for a period of five years i/c repair, replacement of worn out items with minimum down time warranty &amp; guarantee of repaired/ replaced items i/c lamps, battery of ARD lighting system etc. after completion of one year of guarantee period. (Rate quoted shall be per month per lift) Cost of AMC for 4 years after completion of 1 year free maintenance. 3rd Year AMC Charges |  | 1 | each |  |  |  | Excess(+) | 1 | Full Conversion | INR | [40 empty] | #VALUE! | #VALUE! | #VALUE!
26.05 | od229459/2024_2025 : Annual comprehensive maintenance contract of 13 passenger single automatic push button with/without attendant lifts which include routine preventive and break down maintenance for a period of five years i/c repair, replacement of worn out items with minimum down time warranty &amp; guarantee of repaired/ replaced items i/c lamps, battery of ARD lighting system etc. after completion of one year of guarantee period. (Rate quoted shall be per month per lift) Cost of AMC for 4 years after completion of 1 year free maintenance 4th Year AMC Charges |  | 1 | each |  |  |  | Excess(+) | 1 | Full Conversion | INR | [40 empty] | #VALUE! | #VALUE! | #VALUE!
27 | SITC OF FIRE FIGHTING SYSTEM | [7 empty] | 1
27.01 | od229461/2024_2025 : BOOSTER PUMP :- Supply, Installation, Testing and Commissioning of Booster Pump with AC driven TEFC motor, mono block, rated for 450 LPM at 35 M head 3 phase 7.5 HP complete with all accessories in position and giving connections etc as required. (Make : LUBI) |  | 1 | each |  |  |  | Excess(+) | 1 | Full Conversion | INR | [40 empty] | #VALUE! | #VALUE! | #VALUE!
27.02 | 90.14.28.2 : S & F Motor starters of the following ratings |  | 1 | each |  |  |  | Excess(+) | 1 | Full Conversion | INR | [40 empty] | #VALUE! | #VALUE! | #VALUE!
27.03 | od229462/2024_2025 : PRESSURE GAUGE:&bull; Supply, Installation,Testing and Commissioning of Pressure Gauge in position etc as required. 100 mm dia |  | 1 | each |  |  |  | Excess(+) | 1 | Full Conversion | INR | [40 empty] | #VALUE! | #VALUE! | #VALUE!
27.04 | od229463/2024_2025 : Providing &amp; fixing of pressure switch in M.S. pipe line including connection etc. as required |  | 1 | each |  |  |  | Excess(+) | 1 | Full Conversion | INR | [40 empty] | #VALUE! | #VALUE! | #VALUE!
27.05 | od229464/2024_2025 : Providing, laying, testing &amp; commissioning of &apos;B&apos; class heavy duty MS pipe conforming to IS 3589/IS 1239 including Welding, fittings like elbows, tees, flanges, tapers, nuts bolts, gaskets etc. and fixing the pipe on the wall/ceiling with suitable clamp/support frame and painting with two or more coats of synthetic enamel paint of required shade complete as required : 100 mm dia |  | 80 | metre |  |  |  | Excess(+) | 1 | Full Conversion | INR | [40 empty] | #VALUE! | #VALUE! | #VALUE!
27.06 | od229465/2024_2025 : HOSE REEL (IMPORTED ISI MARKED):- Supply, Installation Testing &amp; Commissioning of swing type hose reel confirming to IS : 884/1985 drum made of MS sheet to keep 19 MM dia 30 M long rubber hose pipe with PVC nozzle on one end and all other necessary fixing materials in position etc as required |  | 4 | each |  |  |  | Excess(+) | 1 | Full Conversion | INR | [40 empty] | #VALUE! | #VALUE! | #VALUE!
27.07 | od229466/2024_2025 : Supplying, fixing, testing and commissioning of butterfly valve of PN 1.6 rating with bronze/gunmetal seat duly ISI marked complete with nuts, bolts, washers, gaskets conforming to IS 13095 of following sizes as required. 100 mm dia |  | 3 | each |  |  |  | Excess(+) | 1 | Full Conversion | INR | [40 empty] | #VALUE! | #VALUE! | #VALUE!
27.08 | od229467/2024_2025 : BALL VALVE : Supply, Installation, Testing and Commissioning of Ball valve in position etc as required. 20mm dia |  | 3 | no |  |  |  | Excess(+) | 1 | Full Conversion | INR | [40 empty] | #VALUE! | #VALUE! | #VALUE!
27.09 | od229468/2024_2025 : NON RETURN VALVE:- Supply Installation, Testing and Commissioning of Non-return valve of following sizes without bye pass arrangements swing check type with Cast iron body and flanges drilled to IS : 1538. in position etc as required. 100 MM dia |  | 1 | no |  |  |  | Excess(+) | 1 | Full Conversion | INR | [40 empty] | #VALUE! | #VALUE! | #VALUE!
27.1 | od229469/2024_2025 : AIR RELEASE VALVE:- Supply Installation Testing and Commissioning of Air release valve 15 mm gun metal in position etc as required. |  | 1 | each |  |  |  | Excess(+) | 1 | Full Conversion | INR | [40 empty] | #VALUE! | #VALUE! | #VALUE!
27.11 | od229470/2024_2025 : FIRE BRIGADE INLET 2 WAY: Supply Installation, Testing and Commissioning of fire brigade connection comprising of 2 Stainless steel inlets in position etc as required |  | 1 | each |  |  |  | Excess(+) | 1 | Full Conversion | INR | [40 empty] | #VALUE! | #VALUE! | #VALUE!
27.12 | od229471/2024_2025 : FIRE DETECTION AND ALARM SYSTEM (CONVENTIONAL)- Supplying, installation, testing &amp; commissioning of manual call boxes of MS Construction in surface/recess with stainless steel chain &amp; hammer assembly Complete with glass and push button etc. as required. |  | 3 | each |  |  |  | Excess(+) | 1 | Full Conversion | INR | [40 empty] | #VALUE! | #VALUE! | #VALUE!
27.13 | od229472/2024_2025 : FIRE DETECTION AND ALARM SYSTEM (CONVENTIONAL)- Supplying, installation, testing &amp; commissioning fire alarm sounder (HOOTER) with facility to make announcement, mounted in M.S. box (16 SWG) with hinged cover plate &amp; suitable for operation with amplifier i/c line matching transformer etc. complete as required. |  | 3 | each |  |  |  | Excess(+) | 1 | Full Conversion | INR | [40 empty] | #VALUE! | #VALUE! | #VALUE!
27.14 | od229473/2024_2025 : FIRE ALARM PANEL- Supply,Installation of Microprocessor based main control panel of 4 Zone, including battery charging system, with all attachment for the alarm system with auto alert facilities and made MS sheet floor/wall mounting with locking arrangements duly painted as per the fire standard requirement. |  | 1 | each |  |  |  | Excess(+) | 1 | Full Conversion | INR | [40 empty] | #VALUE! | #VALUE! | #VALUE!
27.15 | od229474/2024_2025 : Supply and providing Glow Sign boards of 3mm PVC foam board size not less than 12&quot; x 4&quot; as required. |  | 6 | each |  |  |  | Excess(+) | 1 | Full Conversion | INR | [40 empty] | #VALUE! | #VALUE! | #VALUE!
27.16 | od229475/2024_2025 : Supplying and installing in position LED &quot;EXIT&quot; sign boards with battery backup. (size 30cm x 15cm) |  | 6 | each |  |  |  | Excess(+) | 1 | Full Conversion | INR | [40 empty] | #VALUE! | #VALUE! | #VALUE!
27.17 | od229476/2024_2025 : INVERTER - Supply, Conveyance and installation of INVERTER 900 VA with 88 AH Exide Battery including testing and commissioning etc as required.( For emergency lighting is independently connected and operated one switch.) |  | 1 | each |  |  |  | Excess(+) | 1 | Full Conversion | INR | [40 empty] | #VALUE! | #VALUE! | #VALUE!
27.18 | od229477/2024_2025 : Supply, Conveyance, installation, testing and commissioning of 3W Super Bright LED light fittings of following type Including giving connections with required length of 16/0.20 mm 3 core round copper conductor flex wire conforming to relevant ISS or with the extended original wiring, making good the damages, colour washing etc. as required. (Philips/Wipro/Cromption or equivalent) |  | 18 | each |  |  |  | Excess(+) | 1 | Full Conversion | INR | [40 empty] | #VALUE! | #VALUE! | #VALUE!
27.19 | 1.17.2 : Supplying and drawing following sizes of FRLS PVC insulated copper conductor, single core cable in the existing surface / recessed steel/ PVC conduit as required.2 x 1.5 sq. mm |  | 350 | metre |  |  |  | Excess(+) | 1 | Full Conversion | INR | [40 empty] | #VALUE! | #VALUE! | #VALUE!
27.2 | 1.21.1 : Supplying and fixing of following sizes of medium class PVC conduit along with accessories in surface/ recess including cutting the wall and making good the same in case of recessed conduit as required.20 mm |  | 350 | metre |  |  |  | Excess(+) | 1 | Full Conversion | INR | [40 empty] | #VALUE! | #VALUE! | #VALUE!
28 | SITC OF AIR CONDITIONING WORKS | [7 empty] | 1
28.01 | od230388/2024_2025 : Supply, installation, testing and commissioning of wall mounting type split air conditioner unit conforming to IS, fitted with rotary compressor operating on 230V single phase AC supply, R410A / R32 non CFC refrigerant capable of performing functions like cooling, dehumidifying, air circulating, filtering etc of following capacity, microprocessor control with cordless remote control etc &lt;br&gt; 1.0 TR and minimum ISEER rating of 3.5 single phase Inverter type split AC unit with comprehensive maintenance contract up to the end of 36 months from date of commissioning including periodical services, gas topping etc. complete . (make:-Bluestar/Carrier/Mitsubishi/Hittachi/LG/Daikin/Thoshiba,LG)&lt;br&gt;&lt;br&gt; |  | 10 | each |  |  |  | Excess(+) | 1 | Full Conversion | INR | [40 empty] | #VALUE! | #VALUE! | #VALUE!
28.02 | od229484/2024_2025 : Supply, installation, testing and commissioning of wall mounting type split air conditioner unit of tonnage 1.5 TR or cooling capacity 5000W, with minimum ISEER of 5.0 ( 5 star), single phase split type AC unit conforming to IS fitted with rotary compressor operating on 230V single phase AC supply,R410A /non CFC refrigerant capable of performing functions like cooling, dehumidifying, air circulating, filtering etc of following capacity, microprocessor control with cordless remote control etc with comprehensive maintenance contract up to the end of 36 months from date of commissioning including periodical services, gas topping etc. complete.(Carrier/Blue star/Daikin/LG/Mitsubhishi or equivalent) (Including stand) |  | 10 | each |  |  |  | Excess(+) | 1 | Full Conversion | INR | [40 empty] | #VALUE! | #VALUE! | #VALUE!
28.03 | od230389/2024_2025 : Supply and installation of automatic stabilizer suitable for 1.0/1.5 TR AC unit with working voltage range of 170 V - 270 V AC, current capacity of 15A, indicators, suitable for wall mounting etc. as required. (V-Guard VG 400 or equivalent)&lt;br&gt;&lt;br&gt; |  | 20 | each |  |  |  | Excess(+) | 1 | Full Conversion | INR | [40 empty] | #VALUE! | #VALUE! | #VALUE!
28.04 | od229971/2024_2025 : Supply and providing the following size soft drawn copper pipe for extending the pipe between out door and indoor unit, including insulating the pipe using rubberised foam sleeve 10mm thick, brazing, leak testing etc.:- 1/4 inch (6.35 mm) and 1/2 inch (12.7mm) 22 gauge |  | 15 | metre |  |  |  | Excess(+) | 1 | Full Conversion | INR | [40 empty] | #VALUE! | #VALUE! | #VALUE!
28.05 | od229972/2024_2025 : Supply and fixing of 25mm (10kg/sq.cm) PVC drain pipe along with all required accessories in surface/ recess including cutting the wall and making good the damages etc. as required. |  | 15 | metre |  |  |  | Excess(+) | 1 | Full Conversion | INR | [40 empty] | #VALUE! | #VALUE! | #VALUE!
29 | Furnitures -Accomadation block | [7 empty] | 1
29.01 | I. Supplying chemically treated rubber wood with dry salt retension of boron to the tune of 5kg or more per CBM of wood seasoned to less than/equal to 15% moisture content. The furniture to be processed by finger jointing and composing using poly vinyl and polyurethene adhesive to make the boards and beams of required dimension with dimensional stability and smooth finish finished with two coats of polyurethene sealer and one coat of polyurethene top layer. For accomodation complex | [7 empty] | 1
29.02 | Cot 2060x1600x900 (6.25'x5') |  | 400 | each |  |  |  | Excess(+) | 1 | Full Conversion | INR | [40 empty] | #VALUE! | #VALUE! | #VALUE!
29.03 | Simple table 915x610x760 |  | 355 | each |  |  |  | Excess(+) | 1 | Full Conversion | INR | [40 empty] | #VALUE! | #VALUE! | #VALUE!
29.04 | Antique chair with arm set |  | 355 | each |  |  |  | Excess(+) | 1 | Full Conversion | INR | [40 empty] | #VALUE! | #VALUE! | #VALUE!
29.05 | Sofa pearl 3+1+1 1 seater 760x700x800, 3 seater 1690x700x800 |  | 11 | each |  |  |  | Excess(+) | 1 | Full Conversion | INR | [40 empty] | #VALUE! | #VALUE! | #VALUE!
29.06 | Dining table oval with empire legs 8 seater wooden top |  | 40 | each |  |  |  | Excess(+) | 1 | Full Conversion | INR | [40 empty] | #VALUE! | #VALUE! | #VALUE!
29.07 | Colonial without arm chair |  | 326 | each |  |  |  | Excess(+) | 1 | Full Conversion | INR | [40 empty] | #VALUE! | #VALUE! | #VALUE!
Total in Figures | [51 empty] | #VALUE! | #VALUE! | #VALUE! | 4 | Construction of chamber for 100mm sluice plates | item5 | 10 | Nos
Quoted Rate in Figures |  |  |  | Select | [47 empty] | 0 | 0 | #VALUE!
Quoted Rate in Words |  | #VALUE!
Validate
Print
Help

## Macros
Please Enable Macros to View BoQ information