## BoQ1 (hidden)
Item Rate BoQ
BoQ_Ver3.0 | Item Rate | Normal | INR Only | INR
Select, Excess (+), Less (-) |  | Less (-)
Tender Inviting Authority: WAPCOS Limited
Work Name : Construction of Koothuparamba Town Hall Phase -03
Contract No: WAP/INFRA/KERALA/2024/KOTH/498
Bidder Name :
PRICE SCHEDULE (This BOQ template must not be modified/replaced by the bidder and the same should be uploaded after filling the relevent columns, else the bidder is liable to be rejected for this tender. Bidders are allowed to enter the Bidder Name and Values only )
NUMBER # | TEXT # | TEXT # | NUMBER # | TEXT # | NUMBER | NUMBER | TEXT | TEXT # | NUMBER # | TEXT# | TEXT # | NUMBER # | NUMBER | NUMBER | NUMBER | NUMBER | TEXT | TEXT | NUMBER | NUMBER | NUMBER | NUMBER | TEXT | TEXT | NUMBER | NUMBER | NUMBER | NUMBER | TEXT | TEXT | NUMBER | NUMBER | NUMBER | NUMBER | TEXT | TEXT | NUMBER | NUMBER | NUMBER | NUMBER | TEXT | TEXT | NUMBER | NUMBER | NUMBER # | NUMBER # | TEXT | TEXT | NUMBER # | NUMBER # | DATE | NUMBER # | NUMBER # | TEXT #
Sl. No. | Item Description | Item Code / Make | Quantity | Units | Estimated Rate |  |  | Addition / Deduction | Addition / Deduction Values | Currency Convertion against each Item | Quoted Currency in INR / Other Currency | BASIC RATE In Figures To be entered by the Bidder Rs. P | Excise Duty | VAT | Freight Charges ( Unloading & Stacking) | Any Other Taxes/Duties/Levies |  |  | Other Taxes 2 | IIIrd Party i.e DGS&D / RITES etc Inspection Charges @0.34%+Service Tax | Less for Cenvat Credit,if any respect of Supplies Under full Excise Duty Category | [30 empty] | TOTAL AMOUNT Without Taxes | TOTAL AMOUNT With Taxes | TOTAL AMOUNT In Words
1 | 2 | 3 | 4 | 5 | 6 | 7 | 8 | 9 | 10 | 11 | 12 | 13 | 14 | 15 | 16 | 17 | 18 | 19 | 20 | 21 | 22 | 23 | 24 | 25 | 26 | 27 | 28 | 29 | 30 | 31 | 32 | 33 | 34 | 35 | 36 | 37 | 38 | 39 | 40 | 41 | 42 | 43 | 44 | 45 | 46 | 47 | 48 | 49 | 50 | 51 | 52 | 53 | 54 | 55
1 | Building -Civil work | BI01010001010000000000000515BI0100001113 | [6 empty] | 1 | [45 empty] | 1.01 | Supplying, Conveying and fixing spls. Including eart | item1 | 123.223 | Nos
1.01 | 50.6.7.2 : Laterate masonry with neatly dressed laterate stone of size 40x20x15cm or nearest size in cement mortar 1:6 for super structure above plinth level up to floor two level including all cost of materials, labour charges etc. |  | 175.726 | cum |  |  |  | Excess(+) | 1 | Full Conversion | INR | [40 empty] | #VALUE! | #VALUE! | #VALUE! | 1.02 | Construction of chamber for 100mm sluice plates | item2 | 213 | Nos
1.02 | 2.9.1 : Excavation work by mechanical means (Hydraulic excavator) / manual means in foundation trenches or drains (not exceeding 1.5 m in width or 10 sqm on plan), including dressing of sides and ramming of bottoms, lift up to 1.5 m, including getting out the excavated soil and disposal of surplus excavated soils as directed, within a lead of 50 m.Ordinary rock |  | 24 | cum |  |  |  | Excess(+) | 1 | Full Conversion | INR | [40 empty] | #VALUE! | #VALUE! | #VALUE! | 2 | Construction of chamber for 100mm sluices valve | item3 | 10 | Nos
1.03 | 4.1.8 : Providing and laying in position cement concrete of specified grade excluding the cost of centering and shuttering - All work up to plinth level:1:4:8 (1 cement : 4 coarse sand : 8 graded stone aggregate 40 nominal size) |  | 3.4 | cum |  |  |  | Excess(+) | 1 | Full Conversion | INR | [40 empty] | #VALUE! | #VALUE! | #VALUE!
1.04 | 5.22.6 : Steel reinforcement for R.C.C work including straightening, cutting, bending, placing in position and binding all complete upto plinth levelThermo - Mechanically Treated bars of grade Fe-500D or more |  | 300 | kilogram |  |  |  | Excess(+) | 1 | Full Conversion | INR | [40 empty] | #VALUE! | #VALUE! | #VALUE!
1.05 | 5.33.2 : Providing and laying in position machine batched and machine mixed design mix M-25 grade cement concrete for reinforced cement concrete work, using cement content as per approved design mix, including pumping of concrete to site of laying but excluding the cost of centering, shuttering, finishing and reinforcement, including admixtures in recommended proportions as per IS: 9103 to accelerate, retard setting of concrete, improve workability without impairing strength and durability as per direction of Engineer - in-charge. Note:- Cement content considered in this item is @ 330 kg/ cum. All work above plinth level upto floor V level |  | 1.944 | cum |  |  |  | Excess(+) | 1 | Full Conversion | INR | [40 empty] | #VALUE! | #VALUE! | #VALUE!
1.06 | 5.9.1 : Centering and shuttering including strutting, etc. and removal of form for:Foundations, footings, bases of columns, etc for mass concrete |  | 8.8 | sqm |  |  |  | Excess(+) | 1 | Full Conversion | INR | [40 empty] | #VALUE! | #VALUE! | #VALUE!
1.07 | 5.9.3 : Centering and shuttering including strutting, etc. and removal of form for:Suspended floors, roofs, landings, balconies and access platform |  | 10.82 | sqm |  |  |  | Excess(+) | 1 | Full Conversion | INR | [40 empty] | #VALUE! | #VALUE! | #VALUE!
1.08 | 50.6.1.5 : Solid block masonry using pre cast solid blocks ( Factory made) of size 30x20x20cm or nearest available size confirming to IS 2185 Part I of 1979 for super structure up to floor two level thickness 20cm and above in: CM 1:6 ( 1 cement : 6 coarse sand) etc complete |  | 21.712 | cum |  |  |  | Excess(+) | 1 | Full Conversion | INR | [40 empty] | #VALUE! | #VALUE! | #VALUE!
1.09 | 13.1.1 : 12 mm cement plaster of mix:1:4 ( 1 cement : 4 fine sand) |  | 2558.638 | sqm |  |  |  | Excess(+) | 1 | Full Conversion | INR | [40 empty] | #VALUE! | #VALUE! | #VALUE!
1.1 | 50.13.1 : 9 mm cement plastering of mix : 1:3 (1 cement : 3 fine sand ) including all cost of materials, labour charges etc complete |  | 1269.918 | sqm |  |  |  | Excess(+) | 1 | Full Conversion | INR | [40 empty] | #VALUE! | #VALUE! | #VALUE!
1.11 | 13.80 : Providing and applying white cement based putty of average thickness 1 mm, of approved brand and manufacturer, over the plastered wall surface to prepare the surface even and smooth complete. |  | 1921.259 | sqm |  |  |  | Excess(+) | 1 | Full Conversion | INR | [40 empty] | #VALUE! | #VALUE! | #VALUE!
1.12 | 13.43.1 : Applying one coat of water thinnable cement primer of approved brand and manufacture on wall surface:Water thinnable cement primer |  | 4046.694 | sqm |  |  |  | Excess(+) | 1 | Full Conversion | INR | [40 empty] | #VALUE! | #VALUE! | #VALUE!
1.13 | 13.60.1 : Wall painting with acrylic emulsion paint of approved brand and manufacture to give an even shade:Two or more coats on new work |  | 4046.694 | sqm |  |  |  | Excess(+) | 1 | Full Conversion | INR | [40 empty] | #VALUE! | #VALUE! | #VALUE!
1.14 | 11.41.2 : Providing and laying vitrified floor tiles in different sizes (thickness to be specified by the manufacturer) with water absorption less than 0.08% and conforming to IS : 15622, of approved make, in all colours and shades, laid on 20 mm thick cement mortar 1:4(1 cement : 4 coarse sand), including grouting the joints with white cement and matching pigments etc., complete.Size of Tile 600 x 600 mm. |  | 723.221 | sqm |  |  |  | Excess(+) | 1 | Full Conversion | INR | [40 empty] | #VALUE! | #VALUE! | #VALUE!
1.15 | 10.28 : Providing and fixing stainless steel (Grade 304) railing made of Hollow tubes, channels, plates etc., including welding, grinding, buffing, polishing and making curvature (wherever required) and fitting the same with necessary stainless steel nuts and bolts complete, i/c fixing the railing with necessary accessories & stainless steel dash fasteners, stainless steel bolts etc., of required size on the top of the floor or the side of waist slab with suitable arrangement as per approval of Engineer-in-charge, (for payment purpose only weight of stainless steel members shall be considered excluding fixing accessories such as nuts, bolts, fasteners etc.) |  | 963.801 | kg |  |  |  | Excess(+) | 1 | Full Conversion | INR | [40 empty] | #VALUE! | #VALUE! | #VALUE!
1.16 | 11.46.2 : Providing and laying Vitrified tiles indifferent sizes (thickness to be specified by manufacturer), with water absorption less than 0.08 % and conforming to I.S. 15622, of approved make, in all colours & shade, in skirting, riser of steps, over 12 mm thick bed of cement mortar 1:3 (1 cement : 3 coarse sand), including grouting the joint with white cement & matching pigments etc. complete.Size of Tile 600x600 mm |  | 59.118 | sqm |  |  |  | Excess(+) | 1 | Full Conversion | INR | [40 empty] | #VALUE! | #VALUE! | #VALUE!
1.17 | od106603/2024_2025 : Providing and laying Antiskid Ceramic floor tiles 300x300x7 mm of Ist quality conforming to IS : 15622 of approved make,shade,and pattern laid on 20mm thick cement mortar 1:4 (1 cement : 4 coarse sand) and jointed with grey cement slurry @ 3.3 kg/sqm including pointing the joints with white cement and matching pigment etc.including cost and conveyance of all materials,labour charges,lead,lift etc, complete as directed by the Engineer-in-Charge at all levels.&lt;br&gt; |  | 555.51 | sqm |  |  |  | Excess(+) | 1 | Full Conversion | INR | [40 empty] | #VALUE! | #VALUE! | #VALUE!
1.18 | od106601/2024_2025 : Providing and fixing I st quality ceramic glazed wall tiles conforming to IS : 15622 (thickness to be specified by the &lt;br&gt;manufacturer), of approved make, in all colours, shades except burgundy, bottle green, black of any size as approved by &lt;br&gt;Engineer -in-Charge, in skirting, risers of steps and dados, over 12 mm thick bed of cement mortar 1:3 (1 cement : 3 coarse &lt;br&gt;sand) and jointing with grey cement slurry @ 3.3 kg per sqm, including pointing in white cement mixed with pigment of &lt;br&gt;matching shade complete.&lt;br&gt; |  | 168.547 | sqm |  |  |  | Excess(+) | 1 | Full Conversion | INR | [40 empty] | #VALUE! | #VALUE! | #VALUE!
1.19 | 8.2.2.2 : Providing and fixing 18 mm thick gang saw cut, mirror, polished, premoulded and prepolished, machine cut for kitchen platforms, vanity counters, window sills, facias and similar locations, of required size, approved shade, colour and texture laid over 20 mm thick base cement mortar 1:4 ( 1 cement : 4 coarse sand), joints treated with white cement, mixed with matching pigment, epoxy touch ups, including rubbing, curing, moulding and polishing to edges to give high gloss finish etc. complete at all levels.Area of slab over 0.50 sqm |  | 13.02 | sqm |  |  |  | Excess(+) | 1 | Full Conversion | INR | [40 empty] | #VALUE! | #VALUE! | #VALUE!
1.2 | 10.16.1 : Steel work in built up tubular (round, square or rectangular hollow tubes etc.) trusses etc., including cutting, hoisting, fixing position and applying a priming coat of approved steel primer, including welding and bolted with special shaped washers etc. complete.Hot finished welded type tubes |  | 4011.601 | kg |  |  |  | Excess(+) | 1 | Full Conversion | INR | [40 empty] | #VALUE! | #VALUE! | #VALUE!
1.21 | 13.52.1 : Finishing with Epoxy paint (two or more coats) at all locations prepared and applied as per manufacturer's specifications including appropriate priming coat, preparation of surface, etc. complete.On steel work |  | 1349.269 | sqm |  |  |  | Excess(+) | 1 | Full Conversion | INR | [40 empty] | #VALUE! | #VALUE! | #VALUE!
1.22 | 9.48.2 : Providing and fixing M.S. Grills of required pattern in frames of windows etc. with M.S. flats, square or round bars etc. including priming coat with approved steel primer all complete.Fixed to openings/ wooden frames with rawl plugs screws etc |  | 2052.002 | kg |  |  |  | Excess(+) | 1 | Full Conversion | INR | [40 empty] | #VALUE! | #VALUE! | #VALUE!
1.23 | 21.3.1 : Providing and fixing glazing in aluminium door, window, ventilator shutters and partitions etc. with EPDM rubber / neoprene gasket etc. complete as per the architectural drawings and the directions of Engineer - in -Charge. ( Cost of aluminium snap beading shall be paid in basic item):With float glass panes of 4.0 mm thickness |  | 69.963 | sqm |  |  |  | Excess(+) | 1 | Full Conversion | INR | [40 empty] | #VALUE! | #VALUE! | #VALUE!
1.24 | 21.1.1.2 : Providing and fixing aluminium work for doors, windows, ventilators and partitions with extruded built up standard tubular sections/ appropriate Z sections and other sections of approved make conforming to IS : 733 and IS: 1285, fixing with dash fasteners of required dia and size, including necessary filling up the gaps at junctions, i.e. at top, bottom and sides with required EPDM rubber/ neoprene gasket etc. Aluminium sections shall be smooth, rust free, straight, mitred and jointed mechanically wherever required including cleat angle, Aluminnium snap beading for glazing /paneling, C.P. brass/ stainless steel screws, all complete as per architectural drawings and the directions of Engineer-in-charge.(Glazing, paneling and dash fasteners to be paid for separately):For fixed portionPowder coated aluminium (minimum thickness of powder coating 50 micron) |  | 655.201 | kg |  |  |  | Excess(+) | 1 | Full Conversion | INR | [40 empty] | #VALUE! | #VALUE! | #VALUE!
1.25 | 13.48.3 : Finishing with Deluxe Multi surface paint system for interiors and exteriors using primer as per manufacturers specifications:Painting Steel work with Deluxe Multi Surface Paint to give an even shade. Two or more coat applied @ 0.90 ltr/10 sqm over an under coat of primer applied @ 0.80 ltr/10 sqm of approved brand and manufacture |  | 122.282 | sqm |  |  |  | Excess(+) | 1 | Full Conversion | INR | [40 empty] | #VALUE! | #VALUE! | #VALUE!
1.26 | 9.1.1 : Providing wood work in frames of doors, windows, clerestory windows and other frames, wrought framed and fixed in position with hold fast lugs or with dash fasteners of required dia & length (hold fast lugs or dash fastener shall be paid for separately).Second class teak wood |  | 0.617 | cum |  |  |  | Excess(+) | 1 | Full Conversion | INR | [40 empty] | #VALUE! | #VALUE! | #VALUE!
1.27 | 9.5.1.1 : Providing and fixing panelled or panelled and glazed shutters for shutters for doors, windows and clerestory windows, including ISI marked M.S. pressed butt hinges bright finished of required size with necessery screws, excluding panelling which will be paid for separately, all complete as per direction of Engineer - in-charge.Second class teak woodProviding and fixing panelled or panelled and glazed shutters for doors, windows and clerestory windows fixing with butt hinges of required size with necessary screws, excluding panelling which will be paid for separately, all complete as per direction of Engineer-in-charge. (Note:- Butt hinges and necessary screws shall be paid separately) Second class teak wood 35 mm thick shutters |  | 29.568 | sqm |  |  |  | Excess(+) | 1 | Full Conversion | INR | [40 empty] | #VALUE! | #VALUE! | #VALUE!
1.28 | od141649/2024_2025 : Brass with Brass lock latch and a pair of brass lever handles 25mm thick 18 inch wide rod in antique finish |  | 1 | no |  |  |  | Excess(+) | 1 | Full Conversion | INR | [40 empty] | #VALUE! | #VALUE! | #VALUE!
1.29 | od142082/2024_2025 : Providing and fixing brass tower bolts, ISI marked with necessary screws complete:&lt;br&gt;Brass tower bolt 18 inch X 8mm |  | 24 | no |  |  |  | Excess(+) | 1 | Full Conversion | INR | [40 empty] | #VALUE! | #VALUE! | #VALUE!
1.3 | od142083/2024_2025 : Providing and fixing ISI marked Brass antique maindoor hinges transparent or dyed to required colour or shade with necessary screws etc. complete:&lt;br&gt;125x100x4 mm&lt;br&gt; |  | 10 | no |  |  |  | Excess(+) | 1 | Full Conversion | INR | [40 empty] | #VALUE! | #VALUE! | #VALUE!
1.31 | 9.83 : Providing and fixing aluminium die cast body tubular type universal hydraulic door closer (having brand logo with ISI, IS : 3564, embossed on the body, door weight upto 35 kg and door width upto 700 mm), with necessary accessories and screws etc. complete. |  | 2 | no |  |  |  | Excess(+) | 1 | Full Conversion | INR | [40 empty] | #VALUE! | #VALUE! | #VALUE!
1.32 | 12.1.3 : Providing corrugate G.S. sheet roofing including vertical/ curved surface fixed with polymer coated J or L hooks, bolts and nuts 8 mm diameter with bitumen and G.I. limpet washers or with G.I. limpet washers filled with white lead, including a coat of approved steel primer and two coats of approved paint on overlapping of sheets complete ( up to any pitch in horizontal / vertical or curved surfaces), excluding the cost of purlins, rafters and trusses and including cutting to size and shape wherever required.0.63 mm thick with zinc coating not less than 275 gm/m2 |  | 184 | sqm |  |  |  | Excess(+) | 1 | Full Conversion | INR | [40 empty] | #VALUE! | #VALUE! | #VALUE!
1.33 | 12.31.1 : Providing 10 mm thick plaster of Paris (gypsum anhydrous) ceiling up to a height of 5 m above floor level, over first class kail wood strips 25x6 mm with 10 mm gap in between and reinforced with rabbit wire mesh fixed to wooden frame (frame work to be paid separately) :Flat surfaces |  | 800 | sqm |  |  |  | Excess(+) | 1 | Full Conversion | INR | [40 empty] | #VALUE! | #VALUE! | #VALUE!
1.34 | 12.31.2 : Providing 10 mm thick plaster of Paris (gypsum anhydrous) ceiling up to a height of 5 m above floor level, over first class kail wood strips 25x6 mm with 10 mm gap in between and reinforced with rabbit wire mesh fixed to wooden frame (frame work to be paid separately) :Curved surfaces |  | 200 | sqm |  |  |  | Excess(+) | 1 | Full Conversion | INR | [40 empty] | #VALUE! | #VALUE! | #VALUE!
1.35 | 12.33 : Extra for providing plaster of Paris (Gypsum anhydrous) ceiling above 5 metres height from floor level. |  | 1000 | sqm per meter height |  |  |  | Excess(+) | 1 | Full Conversion | INR | [40 empty] | #VALUE! | #VALUE! | #VALUE!
1.36 | 21.5 : Providing and fixing powder coated aluminium work ( minimum thickness of powder coating 50 micron) consisting of tee /angle sections, of approved make conforming to IS : 733 in frames of false ceiling including aluminium angle cleats with necessary C.P brass/ stainless steel sunk screws, aluminium perimeter angles fixed to wall with stainless steel rawl plugs @ 450 mm centre to centre and fixing the frame work to G.I level adjusting hangers 6 mm dia. with necessary cadmium plated machine screws all complete as per approved architectural drawings and direction of the Engineer-in-Charge ( level adjusting hangers, ceiling cleats and expansion hold fasteners to be paid for separately ). |  | 496.272 | kg |  |  |  | Excess(+) | 1 | Full Conversion | INR | [40 empty] | #VALUE! | #VALUE! | #VALUE!
1.37 | 21.6 : Providing and fixing 6 mm dia. G I level adjusting hangers ( upto 1200 mm length), fixed to roof slabs by means of ceiling cleats made out of G.I flat 40x3 mm size 60 mm long and stainless steel expandable dash fastener of 12.5 mm dia and 50 mm long, complete as per direction of Engineer -in-Charge. |  | 620.34 | no |  |  |  | Excess(+) | 1 | Full Conversion | INR | [40 empty] | #VALUE! | #VALUE! | #VALUE!
1.38 | 9.117.1 : Providing and fixing factory made uPVC door frame made of uPVC extruded sections having an overall dimension as below (tolerance ±1 mm), with wall thickness 2.0mm (±0.2 mm), corners of the door frame to be jointed with galvanized brackets and stainless steel screws, joints mitred and plastic welded. The hinge side vertical of the frames reinforced by galvanized M.S. tube of size 19 x 19 mm and 1 mm (± 0.1 mm) wall thickness and 3 nos. stainless steel hinges fixed to the frame complete as per manufacturer's specification and direction of Engineer-in-chargeExtruded section profile size 48x40 mm |  | 58.001 | metre |  |  |  | Excess(+) | 1 | Full Conversion | INR | [40 empty] | #VALUE! | #VALUE! | #VALUE!
1.39 | 9.118.1 : Providing and fixing to existing door frames24 mm thick factory made PVC door shutters made of styles and rails of a uPVC hollow section of size 59x24 mm and wall thickness 2 mm (± 0.2 mm) with inbuilt edging on both sides. The styles and rails mitred and joint at the corners by means of M.S. galvanised/plastic brackets of size 75x220 mm having wall thickness 1.0 mm and stainless steel screws. The styles of the shutter reinforced by inserting galvanised M.S. tube of size 20x20 mm and 1 mm (± 0.1 mm) wall thickness. The lock rail made up of 'H' section, a uPVC hollow section of size 100x24 mm and 2 mm (± 0.2 mm) wall thickness,fixed to the shutter styles by means of plastic/galvanised M.S. 'U' cleats. The shutter frame filled with a uPVC multi-chambered single panel of size not less than 620 mm, having over all thickness of 20 mm and 1 mm (± 0.1 mm) wall thickness. The panels filled vertically and tie bar at two places by inserting horizontally 6 mm galvanised M.S. rod and fastened with nuts and washers, complete as per manufacturer's specification and direction of Engineer-in-charge( For W.C. and bathroom door shutter). |  | 21.121 | sqm |  |  |  | Excess(+) | 1 | Full Conversion | INR | [40 empty] | #VALUE! | #VALUE! | #VALUE!
1.4 | 15.9.2 : Demolishing stone rubble masonry manually / by mechanical means including stacking of serviceable material and disposal of unserviceable material within 50 metres lead as per direction of Engineer -in- Charges:In cement mortar |  | 27 | cum |  |  |  | Excess(+) | 1 | Full Conversion | INR | [40 empty] | #VALUE! | #VALUE! | #VALUE!
1.41 | 15.7.4 : Demolishing brick work manually / by mechanical means including stacking of serviceable material and disposal of unserviceable material within 50 metres lead as per direction of Engineer-in-Charge.In cement mortar |  | 6 | cum |  |  |  | Excess(+) | 1 | Full Conversion | INR | [40 empty] | #VALUE! | #VALUE! | #VALUE!
1.42 | od127201/2024_2025 : Providing and laying cladding tiles in different sizes (thickness to be specified by the manufacturer) with water absorption less than 0.08% and conforming to IS : 15622, of approved make, in all colours and shades, laid on cementicious gum including grouting the joints with white cement and matching pigments etc., complete.&lt;br&gt; |  | 50 | sqm |  |  |  | Excess(+) | 1 | Full Conversion | INR | [40 empty] | #VALUE! | #VALUE! | #VALUE!
1.43 | 51.19.ST4 : Supplying and installing ready made PVC Septic tank including the cost of carriage, trenching, placing at the level below ground level as specified as per the direction of engineer in charge (Provision for CC/RCC/Sand/06mm aggregate for the preparation of bed shall be paid separately)<br> 4. 35 to 50 flush capacity |  | 2 | each |  |  |  | Excess(+) | 1 | Full Conversion | INR | [40 empty] | #VALUE! | #VALUE! | #VALUE!
1.44 | od140442/2024_2025 : &lt;br&gt;Providing and fixing roof gutter using PVC 160 mm 4kg/cm2 semi circular type fixed with iron bracket bolts , nuts ,washers, etc . Including making necessary connection with rain water pipes etc. complete. |  | 200 | metre |  |  |  | Excess(+) | 1 | Full Conversion | INR | [40 empty] | #VALUE! | #VALUE! | #VALUE!
1.45 | 12.41.2 : Providing and fixing on wall face unplasticised Rigid PVC rain water pipes conforming to IS : 13592 Type A, including jointing with seal ring conforming to IS : 5382, leaving 10 mm gap for thermal expansion, (i) Single socketed pipes.110 mm diameter |  | 100 | metre |  |  |  | Excess(+) | 1 | Full Conversion | INR | [40 empty] | #VALUE! | #VALUE! | #VALUE!
1.46 | 12.42.1.2 : Coupler110 mm |  | 15 | each |  |  |  | Excess(+) | 1 | Full Conversion | INR | [40 empty] | #VALUE! | #VALUE! | #VALUE!
1.47 | 50.2.33.7 : Cutting branches of trees overhanging above any structures of girth between 90cm to 120cm including stacking of serviceable materials and disposal of unserviceable material, cost of labour, hire charges of rope and pully etc without making any damages to nearby structures etc complete. |  | 27 | each |  |  |  | Excess(+) | 1 | Full Conversion | INR | [40 empty] | #VALUE! | #VALUE! | #VALUE!
1.48 | od166019/2024_2025 : Providing and fixing roofing shingles over E Board of specific thickness including cost of adhesive, Labour and conveyence charges |  | 200 | sqm |  |  |  | Excess(+) | 1 | Full Conversion | INR | [40 empty] | #VALUE! | #VALUE! | #VALUE!
1.49 | od166020/2024_2025 : Providing and fixing plain Multipurpose Cement board (High Pressure steam cured) as per IS : 14862, with suitable screws for fibre cement board in ceiling etc. complete (frame work to be paid separately) : 10mm thick cement board |  | 200 | sqm |  |  |  | Excess(+) | 1 | Full Conversion | INR | [40 empty] | #VALUE! | #VALUE! | #VALUE!
2 | Over Head Water tank | [7 empty] | 1
2.01 | 2.9.1 : Excavation work by mechanical means (Hydraulic excavator) / manual means in foundation trenches or drains (not exceeding 1.5 m in width or 10 sqm on plan), including dressing of sides and ramming of bottoms, lift up to 1.5 m, including getting out the excavated soil and disposal of surplus excavated soils as directed, within a lead of 50 m.Ordinary rock |  | 79.35 | cum |  |  |  | Excess(+) | 1 | Full Conversion | INR | [40 empty] | #VALUE! | #VALUE! | #VALUE!
2.02 | 2.25 : Filling available excavated earth (excluding rock) in trenches, plinth, sides of foundations etc. in layers not exceeding 20 cm in depth, consolidating each deposited layer by ramming and watering, lead up to 50 m and lift up to 1.5 m.Filling available excavated earth (excluding rock) in trenches, plinth, sides of foundation etc. in layers not exceeding 20 cm in depth, consolidating each deposited layer by ramming and watering, lead up to 50 m and lift up to 1.5 m. |  | 64.656 | cum |  |  |  | Excess(+) | 1 | Full Conversion | INR | [40 empty] | #VALUE! | #VALUE! | #VALUE!
2.03 | 4.1.8 : Providing and laying in position cement concrete of specified grade excluding the cost of centering and shuttering - All work up to plinth level:1:4:8 (1 cement : 4 coarse sand : 8 graded stone aggregate 40 nominal size) |  | 5.475 | cum |  |  |  | Excess(+) | 1 | Full Conversion | INR | [40 empty] | #VALUE! | #VALUE! | #VALUE!
2.04 | 5.33.1 : Providing and laying in position machine batched and machine mixed design mix M-25 grade cement concrete for reinforced cement concrete work, using cement content as per approved design mix, including pumping of concrete to site of laying but excluding the cost of centering, shuttering, finishing and reinforcement, including admixtures in recommended proportions as per IS: 9103 to accelerate, retard setting of concrete, improve workability without impairing strength and durability as per direction of Engineer - in-charge. Note:- Cement content considered in this item is @ 330 kg/ cum..All work upto plinth level |  | 18.309 | cum |  |  |  | Excess(+) | 1 | Full Conversion | INR | [40 empty] | #VALUE! | #VALUE! | #VALUE!
2.05 | 5.34.1 : Extra for providing richer mixes at all floor levels. Note:- Providing M-30 grade concrete instead of M-25 grade BMC/RMC. (Note:- Cement content considered in M-30 is @ 340 kg/cum). |  | 42.435 | cum |  |  |  | Excess(+) | 1 | Full Conversion | INR | [40 empty] | #VALUE! | #VALUE! | #VALUE!
2.06 | 5.22.6 : Steel reinforcement for R.C.C work including straightening, cutting, bending, placing in position and binding all complete upto plinth levelThermo - Mechanically Treated bars of grade Fe-500D or more |  | 2882.701 | kilogram |  |  |  | Excess(+) | 1 | Full Conversion | INR | [40 empty] | #VALUE! | #VALUE! | #VALUE!
2.07 | 5.9.1 : Centering and shuttering including strutting, etc. and removal of form for:Foundations, footings, bases of columns, etc for mass concrete |  | 57.06 | sqm |  |  |  | Excess(+) | 1 | Full Conversion | INR | [40 empty] | #VALUE! | #VALUE! | #VALUE!
2.08 | 5.33.2 : Providing and laying in position machine batched and machine mixed design mix M-25 grade cement concrete for reinforced cement concrete work, using cement content as per approved design mix, including pumping of concrete to site of laying but excluding the cost of centering, shuttering, finishing and reinforcement, including admixtures in recommended proportions as per IS: 9103 to accelerate, retard setting of concrete, improve workability without impairing strength and durability as per direction of Engineer - in-charge. Note:- Cement content considered in this item is @ 330 kg/ cum. .All work above plinth level upto floor V level |  | 28.434 | cum |  |  |  | Excess(+) | 1 | Full Conversion | INR | [40 empty] | #VALUE! | #VALUE! | #VALUE!
2.09 | 5.22.5 : Steel reinforcement for R.C.C work including straightening, cutting, bending, placing in position and binding all complete upto plinth levelHard drawn steel wire fabric |  | 4486.052 | kilogram |  |  |  | Excess(+) | 1 | Full Conversion | INR | [40 empty] | #VALUE! | #VALUE! | #VALUE!
2.1 | 5.9.6 : Centering and shuttering including strutting, etc. and removal of form for:Columns, Pillars, Piers, Abutments, Posts and Struts |  | 44.162 | sqm |  |  |  | Excess(+) | 1 | Full Conversion | INR | [40 empty] | #VALUE! | #VALUE! | #VALUE!
2.11 | 5.9.5 : Centering and shuttering including strutting, etc. and removal of form for:Lintels, beams, plinth beams, girders bressumers and cantilevers |  | 54.56 | sqm |  |  |  | Excess(+) | 1 | Full Conversion | INR | [40 empty] | #VALUE! | #VALUE! | #VALUE!
2.12 | 5.9.3 : Centering and shuttering including strutting, etc. and removal of form for:Suspended floors, roofs, landings, balconies and access platform |  | 70.53 | sqm |  |  |  | Excess(+) | 1 | Full Conversion | INR | [40 empty] | #VALUE! | #VALUE! | #VALUE!
2.13 | 50.6.7.3 : Laterate masonry with neatly dressed laterate stone of size 40x20x15 cm or nearest size in cement mortar 1:6 for superstructure above floor two level upto floor five level including all cost of materials, labour charges etc. |  | 10.703 | cum |  |  |  | Excess(+) | 1 | Full Conversion | INR | [40 empty] | #VALUE! | #VALUE! | #VALUE!
2.14 | 11.3.1 : Cement concrete flooring 1:2:4 (1 cement : 2 coarse sand : 4 graded stone aggregate)finished with a floating coat of neat cement, including cement slurry, but excluding the cost of nosing of steps etc. complete.40 mm thick with 20 mm nominal size stone aggregate |  | 20 | sqm |  |  |  | Excess(+) | 1 | Full Conversion | INR | [40 empty] | #VALUE! | #VALUE! | #VALUE!
2.15 | 50.13.1 : 9 mm cement plastering of mix : 1:3 (1 cement : 3 fine sand ) including all cost of materials, labour charges etc complete |  | 294.263 | sqm |  |  |  | Excess(+) | 1 | Full Conversion | INR | [40 empty] | #VALUE! | #VALUE! | #VALUE!
2.16 | 13.1.2 : 12 mm cement plaster of mix:1:6 (1 cement : 6 fine sand). |  | 252.465 | sqm |  |  |  | Excess(+) | 1 | Full Conversion | INR | [40 empty] | #VALUE! | #VALUE! | #VALUE!
2.17 | 13.43.1 : Applying one coat of water thinnable cement primer of approved brand and manufacture on wall surface:Water thinnable cement primer |  | 439.694 | sqm |  |  |  | Excess(+) | 1 | Full Conversion | INR | [40 empty] | #VALUE! | #VALUE! | #VALUE!
2.18 | 13.60.1 : Wall painting with acrylic emulsion paint of approved brand and manufacture to give an even shade:Two or more coats on new work |  | 439.694 | sqm |  |  |  | Excess(+) | 1 | Full Conversion | INR | [40 empty] | #VALUE! | #VALUE! | #VALUE!
2.19 | 21.1.1.2 : Providing and fixing aluminium work for doors, windows, ventilators and partitions with extruded built up standard tubular sections/ appropriate Z sections and other sections of approved make conforming to IS : 733 and IS: 1285, fixing with dash fasteners of required dia and size, including necessary filling up the gaps at junctions, i.e. at top, bottom and sides with required EPDM rubber/ neoprene gasket etc. Aluminium sections shall be smooth, rust free, straight, mitred and jointed mechanically wherever required including cleat angle, Aluminnium snap beading for glazing /paneling, C.P. brass/ stainless steel screws, all complete as per architectural drawings and the directions of Engineer-in-charge.(Glazing, paneling and dash fasteners to be paid for separately):For fixed portionPowder coated aluminium (minimum thickness of powder coating 50 micron) |  | 32.546 | kg |  |  |  | Excess(+) | 1 | Full Conversion | INR | [40 empty] | #VALUE! | #VALUE! | #VALUE!
2.2 | 21.1.2.2 : For shutters of doors, windows & ventilators including providing and fixing hinges / pivots and making provision for fixing of fittings wherever required including the cost of EPDM rubber/ neoprene gasket required (Fittings shall be paid for separately)Powder coated aluminium (minimum thickness of powder coating 50 micron) |  | 29.834 | kg |  |  |  | Excess(+) | 1 | Full Conversion | INR | [40 empty] | #VALUE! | #VALUE! | #VALUE!
2.21 | 22.1.1 : Providing and laying integral cement based treatment for water proofing on horizontal surface at all depth below ground level for under ground structures as directed by Engineer-in-charge and consisting of :i ) Ist layer of 22 mm to 25mm thick approved and specified rough stone slab over a 25 mm thick base of cement mortar 1:3 ( 1 cement : 3 coarse sand) mixed with water proofing compound conforming to IS: 2645 in the recommended proportion over the leveling course ( leveling course to be paid separately). Joints separately) joints sealed and grouted with cement slurry mixed with water proofing compound. II) 2nd layer of 25 mm thick cement mortar 1:3 ( 1 cement : 3 coarse sand) mixed with water proofing compound in recommended proportions. iii) Finishing top with stone aggregate if 10 mm to 12 mm nominal size spreading @ 8 cudm/ sqm thoroughly embedded in the 2nd layerUsing rough kota stone |  | 73.5 | sqm |  |  |  | Excess(+) | 1 | Full Conversion | INR | [40 empty] | #VALUE! | #VALUE! | #VALUE!
2.22 | 21.3.1 : Providing and fixing glazing in aluminium door, window, ventilator shutters and partitions etc. with EPDM rubber / neoprene gasket etc. complete as per the architectural drawings and the directions of Engineer - in -Charge. ( Cost of aluminium snap beading shall be paid in basic item):With float glass panes of 4.0 mm thickness |  | 6.782 | sqm |  |  |  | Excess(+) | 1 | Full Conversion | INR | [40 empty] | #VALUE! | #VALUE! | #VALUE!
2.23 | 9.48.1 : Providing and fixing M.S. Grills of required pattern in frames of windows etc. with M.S. flats, square or round bars etc. including priming coat with approved steel primer all complete.Fixed to steel windows by welding |  | 144.001 | kg |  |  |  | Excess(+) | 1 | Full Conversion | INR | [40 empty] | #VALUE! | #VALUE! | #VALUE!
3 | AIR CONDITION | [7 empty] | 1
3.01 | od69184/2024_2025 : SHIFTING, ERECTION, TESTING AND COMMISSIONING INCLUDING PRESSURE TESTING, VACUUMISATION.&lt;br&gt;11 TR - DX Ductable unit |  | 6 | no |  |  |  | Excess(+) | 1 | Full Conversion | INR | [40 empty] | #VALUE! | #VALUE! | #VALUE!
3.02 | od69185/2024_2025 : SHIFTING, ERECTION, TESTING AND COMMISSIONING INCLUDING PRESSURE TESTING, VACUUMISATION.&lt;br&gt;5.5TR - DX Ductable unit |  | 1 | no |  |  |  | Excess(+) | 1 | Full Conversion | INR | [40 empty] | #VALUE! | #VALUE! | #VALUE!
3.03 | od69186/2024_2025 : REFRIGERENT GAS R410 |  | 2 | kg |  |  |  | Excess(+) | 1 | Full Conversion | INR | [40 empty] | #VALUE! | #VALUE! | #VALUE!
3.04 | od69187/2024_2025 : GRILLS AND DIFFUSERS&lt;br&gt;Supply and fix the following grilles and diffusers as per specifications. Machine made, powder coated, supply and return air grilles and diffusers of design to be approved (material : Al) |  | 17 | sqm |  |  |  | Excess(+) | 1 | Full Conversion | INR | [40 empty] | #VALUE! | #VALUE! | #VALUE!
3.05 | od69188/2024_2025 : ACCOUSTIC INSULATION&lt;br&gt;Supply, installation, testing and commissioning of Acoustic duct lining using 10mm nitrile rubber insulation open cell type inside the ducts |  | 50 | per sqm |  |  |  | Excess(+) | 1 | Full Conversion | INR | [40 empty] | #VALUE! | #VALUE! | #VALUE!
3.06 | od69189/2024_2025 : THERMAL INSULATION&lt;br&gt;supply &amp; fixing of 9 mm thick class 1 nitrile rubber insulation with adhesive as per the recommendation of the manufacture with density 45-55kg/m3&lt;br&gt;9mm thick nitrile Rubber Class 1 |  | 360 | sqm |  |  |  | Excess(+) | 1 | Full Conversion | INR | [40 empty] | #VALUE! | #VALUE! | #VALUE!
3.07 | od69190/2024_2025 : CONDENSATE PIPING Supply,testing and commissioning of condensate drain with necessary clamps, supports,hangers and fitting such as bend, tees,reducers etc. duly insulated with 9mm thick chemicallycross-linked closedcell ntrile rubber insulation as per the drawing and relavent standards |  | 20 | RM |  |  |  | Excess(+) | 1 | Full Conversion | INR | [40 empty] | #VALUE! | #VALUE! | #VALUE!
3.08 | od69191/2024_2025 : Supply, installation balancing and commisnioning of Factory fabricated rectangular ducting as per approved drawings &amp; specification of following sheet thickness.&lt;br&gt;Thickness 24 Gauge |  | 300 | sqm |  |  |  | Excess(+) | 1 | Full Conversion | INR | [40 empty] | #VALUE! | #VALUE! | #VALUE!
3.09 | od69192/2024_2025 : GI DUCTING AND INSULATION&lt;br&gt;Supply, installation balancing and commisnioning of Factory fabricated rectangular ducting as per approved drawings &amp; specification of following sheet thickness.&lt;br&gt;Thickness 22 Gauge |  | 50 | sqm |  |  |  | Excess(+) | 1 | Full Conversion | INR | [40 empty] | #VALUE! | #VALUE! | #VALUE!
3.1 | od69193/2024_2025 : Supply instalation testing and commissioning of interconnecting hard drawing copper refrigerent piping including elbow and other ncessary fittings duty insulated with chemically cross linked cloced cell nitrile ruber tube as per drawing site conditions for connection between outdoor and indoor units of following thickness&lt;br&gt;22.2 mm dia (OD) (Hard drawn) |  | 70 | metre |  |  |  | Excess(+) | 1 | Full Conversion | INR | [40 empty] | #VALUE! | #VALUE! | #VALUE!
3.11 | od69194/2024_2025 : Supply instalation testing and commissioning of interconnecting hard drawing copper refrigerent piping including elbow and other ncessary fittings duty insulated with chemically cross linked cloced cell nitrile ruber tube as per drawing site conditions for connection between outdoor and indoor units of following thickness.&lt;br&gt;1).19 mm dia (OD) (Hard drawn) |  | 70 | metre |  |  |  | Excess(+) | 1 | Full Conversion | INR | [40 empty] | #VALUE! | #VALUE! | #VALUE!
3.12 | od69195/2024_2025 : Supply instalation testing and commissioning of interconnecting hard drawing copper refrigerent piping including elbow and other ncessary fittings duty insulated with chemically cross linked cloced cell nitrile ruber tube as per drawing site conditions for connection between outdoor and indoor units of following thickness&lt;br&gt;1.12.7 mm dia (OD) (Soft drawn) |  | 70 | metre |  |  |  | Excess(+) | 1 | Full Conversion | INR | [40 empty] | #VALUE! | #VALUE! | #VALUE!
3.13 | od69196/2024_2025 : Supply instalation testing and commissioning of interconnecting hard drawing copper refrigerent piping including elbow and other ncessary fittings duty insulated with chemically cross linked cloced cell nitrile ruber tube as per drawing site conditions for connection between outdoor and indoor units of following thickness. |  | 70 | metre |  |  |  | Excess(+) | 1 | Full Conversion | INR | [40 empty] | #VALUE! | #VALUE! | #VALUE!
3.14 | od69197/2024_2025 : Supply of DX Modular Outdoor units with variable inverter compressors (full inverter compressor) Maching air cold condenser with copper tubes and aluminum fins duly covered by anti-corrosion and hydrophillic resin film &lt;br&gt;1)11 TR - DX Ductable unit |  | 6 | no |  |  |  | Excess(+) | 1 | Full Conversion | INR | [40 empty] | #VALUE! | #VALUE! | #VALUE!
3.15 | od69198/2024_2025 : SupplyInstallation,Testing&amp;CommissioningofDX Modular Outdoor units with variable inverter compressors (full inverter compressor) Machine air cold condenser with copper tubes and aluminum fins duly covered by anti-corrosion and hydrophilic resin film&lt;br&gt;1)5.5TR&ndash; DX DUCTABLE UNIT&lt;br&gt; |  | 1 | no |  |  |  | Excess(+) | 1 | Full Conversion | INR | [40 empty] | #VALUE! | #VALUE! | #VALUE!
3.16 | 1.17.4 : Supplying and drawing following sizes of FRLS PVC insulated copper conductor, single core cable in the existing surface / recessed steel/ PVC conduit as required.4 x 1.5 sq. mm |  | 140 | metre |  |  |  | Excess(+) | 1 | Full Conversion | INR | [40 empty] | #VALUE! | #VALUE! | #VALUE!
3.17 | 1.17.32 : Supplying and drawing following sizes of FRLS PVC insulated copper conductor, single core cable in the existing surface / recessed steel/ PVC conduit as required.5 x 6 sq. mm |  | 35 | metre |  |  |  | Excess(+) | 1 | Full Conversion | INR | [40 empty] | #VALUE! | #VALUE! | #VALUE!
4 | Fire | [7 empty] | 1
4.01 | od97560/2024_2025 : Supply and fixing of FLOW SWITCH |  | 1 | no |  |  |  | Excess(+) | 1 | Full Conversion | INR | [40 empty] | #VALUE! | #VALUE! | #VALUE!
4.02 | od97561/2024_2025 : FLEXIBLE DROP:Supply, Installation,. Testing and Commissioning of braided type sprinkler flexible drops, UL Listed, 25 mm dia end fixtures, in following length with all other necessary clamping&lt;br&gt;accessories. 1500 mmdia |  | 6 | no |  |  |  | Excess(+) | 1 | Full Conversion | INR | [40 empty] | #VALUE! | #VALUE! | #VALUE!
4.03 | od97562/2024_2025 : SPRINKLER BULB: -Supply, installation, testing and commissioning of 15mm Sprinkler bulbs designed to operate at 68 deg. Celcious etc. with necessery fittings etc, complete (Extention of Pipeline&lt;br&gt;/Flexible pipe will be at extra cost) |  | 5 | no |  |  |  | Excess(+) | 1 | Full Conversion | INR | [40 empty] | #VALUE! | #VALUE! | #VALUE!
4.04 | od97563/2024_2025 : SPRINKLER BULB: -Supply, installation, testing and commissioning of 15mm Sprinkler bulbs designed to operate at 68 deg. Celcious etc. with necessery fittings etc, complete (Extention of Pipeline&lt;br&gt;/Flexible pipe will be at extra cost) a) Pendent Type |  | 48 | no |  |  |  | Excess(+) | 1 | Full Conversion | INR | [40 empty] | #VALUE! | #VALUE! | #VALUE!
4.05 | od97564/2024_2025 : BUTTER FLY VALVE: Supplying, Installing, testing and commissioning CI Butterfly valve slim seal standared lever operated type PN.16 with required flanges, nuts, bolts etc. complete.40mm dia |  | 1 | no |  |  |  | Excess(+) | 1 | Full Conversion | INR | [40 empty] | #VALUE! | #VALUE! | #VALUE!
4.06 | od97565/2024_2025 : BUTTER FLY VALVE: Supplying, Installing, testing and commissioning CI Butterfly valve slim seal standared lever operated type PN.16 with required flanges, nuts, bolts etc. complete.80mm dia |  | 3 | no |  |  |  | Excess(+) | 1 | Full Conversion | INR | [40 empty] | #VALUE! | #VALUE! | #VALUE!
4.07 | od97566/2024_2025 : Sprinkler Piping: Supply, erection, testing and commissioning of&lt;br&gt;G.I.C Pipes confirming to IS :1239 part - I with malleable specials confirming to IS:1239 part - II, such as elbows, reducers, flanges etc. Including cutting, (Up to 50mm pipe Treaded Joint)Welding, fixing in / on walls, ceiling by using suitable supports, The pipe shall be painted with one coat of primer and two coats of synthetic enamel paint of approved colour / shade. (Core cutting in walls/beams/columns for laying pipes shall be provided by client, if necessery).25mm dia |  | 128 | metre |  |  |  | Excess(+) | 1 | Full Conversion | INR | [40 empty] | #VALUE! | #VALUE! | #VALUE!
4.08 | od97567/2024_2025 : Sprinkler Piping: Supply, erection, testing and commissioning of&lt;br&gt;G.I.C Pipes confirming to IS :1239 part - I with malleable specials confirming to IS:1239 part - II, such as elbows, reducers, flanges etc. Including cutting, (Up to 50mm pipe Treaded Joint)Welding, fixing in / on walls, ceiling by using suitable supports, The pipe shall be painted with one coat of primer and two coats of synthetic enamel paint of approved colour / shade. (Core cutting in walls/beams/columns for laying pipes shall be provided by client, if necessery).32mm dia |  | 12 | metre |  |  |  | Excess(+) | 1 | Full Conversion | INR | [40 empty] | #VALUE! | #VALUE! | #VALUE!
4.09 | od97568/2024_2025 : Sprinkler Piping: Supply, erection, testing and commissioning of&lt;br&gt;G.I.C Pipes confirming to IS :1239 part - I with malleable specials confirming to IS:1239 part - II, such as elbows, reducers, flanges etc. Including cutting, (Up to 50mm pipe Treaded Joint)Welding, fixing in / on walls, ceiling by using suitable supports, The pipe shall be painted with one coat of primer and two coats of synthetic enamel paint of approved colour / shade. (Core cutting in walls/beams/columns for laying pipes shall be provided by client, if necessery).40mm dia |  | 12 | metre |  |  |  | Excess(+) | 1 | Full Conversion | INR | [40 empty] | #VALUE! | #VALUE! | #VALUE!
4.1 | od97569/2024_2025 : Sprinkler Piping: Supply, erection, testing and commissioning of&lt;br&gt;G.I.C Pipes confirming to IS :1239 part - I with malleable specials confirming to IS:1239 part - II, such as elbows, reducers, flanges etc. Including cutting, (Up to 50mm pipe Treaded Joint)Welding, fixing in / on walls, ceiling by using suitable supports, The pipe shall be painted with one coat of primer and two coats of synthetic enamel paint of approved colour / shade. (Core cutting in walls/beams/columns for laying pipes shall be provided by client, if necessery).50mm dia |  | 6 | metre |  |  |  | Excess(+) | 1 | Full Conversion | INR | [40 empty] | #VALUE! | #VALUE! | #VALUE!
4.11 | od97570/2024_2025 : Sprinkler Piping: Supply, erection, testing and commissioning of&lt;br&gt;G.I.C Pipes confirming to IS :1239 part - I with malleable specials confirming to IS:1239 part - II, such as elbows, reducers, flanges etc. Including cutting, (Up to 50mm pipe Treaded Joint)Welding, fixing in / on walls, ceiling by using suitable supports, The pipe shall be painted with one coat of primer and two coats of synthetic enamel paint of approved colour / shade. (Core cutting in walls/beams/columns for laying pipes shall be provided by client, if necessery).65mm dia |  | 30 | metre |  |  |  | Excess(+) | 1 | Full Conversion | INR | [40 empty] | #VALUE! | #VALUE! | #VALUE!
4.12 | od97571/2024_2025 : Sprinkler Piping: Supply, erection, testing and commissioning of&lt;br&gt;G.I.C Pipes confirming to IS :1239 part - I with malleable specials confirming to IS:1239 part - II, such as elbows, reducers, flanges etc. Including cutting, (Up to 50mm pipe Treaded Joint)Welding, fixing in / on walls, ceiling by using suitable supports, The pipe shall be painted with one coat of primer and two coats of synthetic enamel paint of approved colour / shade. (Core cutting in walls/beams/columns for laying pipes shall be provided by client, if necessery).100mm dia |  | 100 | metre |  |  |  | Excess(+) | 1 | Full Conversion | INR | [40 empty] | #VALUE! | #VALUE! | #VALUE!
4.13 | od97572/2024_2025 : Sprinkler Piping: Supply, erection, testing and commissioning of&lt;br&gt;G.I.C Pipes confirming to IS :1239 part - I with malleable specials confirming to IS:1239 part - II, such as elbows, reducers, flanges etc. Including cutting, (Up to 50mm pipe Treaded Joint)Welding, fixing in / on walls, ceiling by using suitable supports, The pipe shall be painted with one coat of primer and two coats of synthetic enamel paint of approved colour / shade. (Core cutting in walls/beams/columns for laying pipes shall be provided by client, if necessery)&lt;br&gt;80mm dia |  | 6 | metre |  |  |  | Excess(+) | 1 | Full Conversion | INR | [40 empty] | #VALUE! | #VALUE! | #VALUE!
4.14 | od97573/2024_2025 : FIRE BRIGADE INLET:Supply and errection of fire brigade connection compressing of 4 inlets made of gunmetal |  | 3 | no |  |  |  | Excess(+) | 1 | Full Conversion | INR | [40 empty] | #VALUE! | #VALUE! | #VALUE!
4.15 | od97574/2024_2025 : HOSE CABINET:Supply and errection of Single Door hose box to accommodate one hose along with one set of male and female coupling and branch pipe. The cabinet is spray painted to scarlet red colour |  | 3 | no |  |  |  | Excess(+) | 1 | Full Conversion | INR | [40 empty] | #VALUE! | #VALUE! | #VALUE!
4.16 | od97575/2024_2025 : Ball VALVE:Supply and errection of cast iron Ball valve -20mm dia |  | 3 | no |  |  |  | Excess(+) | 1 | Full Conversion | INR | [40 empty] | #VALUE! | #VALUE! | #VALUE!
4.17 | od97576/2024_2025 : HOSE REEL DRUM:Supply and errection of 19mm dia rigid hose Reel having length of 30m with stop cock and nozzle on one end and all other necessary fixing materials |  | 3 | no |  |  |  | Excess(+) | 1 | Full Conversion | INR | [40 empty] | #VALUE! | #VALUE! | #VALUE!
4.18 | od97577/2024_2025 : CONTROLED PERCOLATED HOSE:Supply and errection of fire fighting hose 63mm dia, with one set of male and female Aluminum coupling and having a length of 15mtrs as per IS:903 with ISI Mark |  | 8 | no |  |  |  | Excess(+) | 1 | Full Conversion | INR | [40 empty] | #VALUE! | #VALUE! | #VALUE!
4.19 | od97578/2024_2025 : BRANCH PIPE:Supply and errection of Aluminum branch pipe with 63 mm dia female instantaneous inlet,male threaded outlet complete with hexagonal hose nozzle with ISI Mark |  | 6 | no |  |  |  | Excess(+) | 1 | Full Conversion | INR | [40 empty] | #VALUE! | #VALUE! | #VALUE!
4.2 | od97579/2024_2025 : HYDRANT VALVE:Supply and errection of single headed SS hydrant valve of 65mm dia oblique type with instantaneous hose coupling adapter as per IS:5290 with ISI mark |  | 6 | no |  |  |  | Excess(+) | 1 | Full Conversion | INR | [40 empty] | #VALUE! | #VALUE! | #VALUE!
4.21 | od97580/2024_2025 : BUTTER FLY VALVE: Supplying, Installing, testing and commissioning CI Butterfly valve slim seal standared lever operated type PN.16 with required flanges, nuts, bolts etc. complete..100 mm dia |  | 2 | no |  |  |  | Excess(+) | 1 | Full Conversion | INR | [40 empty] | #VALUE! | #VALUE! | #VALUE!
4.22 | od97582/2024_2025 : Under Ground Piping: Supply, erection, testing and commissioning of G.I.C Pipes confirming to IS :1239 part - I with malleable specials confirming to IS:1239 part - II, such as elbows, reducers, flanges etc. Including cutting, Welding, laying under ground, by using suitable supports,and wrapping with polymer corrossion protection tape confirming to IS 10221 with proper overlapping, trimming etc complete. etc. complete.&lt;br&gt;80mm dia |  | 8 | metre |  |  |  | Excess(+) | 1 | Full Conversion | INR | [40 empty] | #VALUE! | #VALUE! | #VALUE!
4.23 | od97583/2024_2025 : Under Ground Piping: Supply, erection, testing and commissioning of G.I.C Pipes confirming to IS :1239 part - I with malleable specials confirming to IS:1239 part - II, such as elbows, reducers, flanges etc. Including cutting, Welding, laying under ground, by using suitable supports,and wrapping with polymer corrossion protection tape confirming to IS 10221 with proper overlapping, trimming etc complete. etc. complete.100mm dia |  | 100 | metre |  |  |  | Excess(+) | 1 | Full Conversion | INR | [40 empty] | #VALUE! | #VALUE! | #VALUE!
4.24 | od97585/2024_2025 : Fire Hydrant System&lt;br&gt;Above Ground Piping: Supply, erection, testing and commissioning of G.I.C Pipes confirming to IS :1239 part - I with malleable specials confirming to IS:1239 part - II, such as elbows, reducers, flanges etc. Including cutting, Welding, fixing in / on walls, ceiling by using suitable supports, The pipe shall be painted with one coat of primer and two coats of synthetic enamel paint of approved colour / shade. 100 mm dia |  | 120 | metre |  |  |  | Excess(+) | 1 | Full Conversion | INR | [40 empty] | #VALUE! | #VALUE! | #VALUE!
4.25 | od99983/2024_2025 : Above Ground Piping: Supply, erection, testing and commissioning of G.I.C Pipes confirming to IS :1239 part - I with malleable specials confirming to IS:1239 part - II, such as elbows, reducers, flanges etc. Including cutting, Welding, fixing in / on walls, ceiling by using suitable supports, The pipe shall be painted with one coat of primer and two coats of synthetic enamel paint of approved colour / shade.&lt;br&gt;a) 150 mm Dia |  | 6 | metre |  |  |  | Excess(+) | 1 | Full Conversion | INR | [40 empty] | #VALUE! | #VALUE! | #VALUE!
4.26 | od97586/2024_2025 : PRESSURE GUAGE:Supply,Installation, Testing and Commissioning of pressure guage |  | 1 | no |  |  |  | Excess(+) | 1 | Full Conversion | INR | [40 empty] | #VALUE! | #VALUE! | #VALUE!
4.27 | od97587/2024_2025 : PRESSURE SWITCHES: Supply,Installation, Testing and Commissioning of pressure switches |  | 3 | no |  |  |  | Excess(+) | 1 | Full Conversion | INR | [40 empty] | #VALUE! | #VALUE! | #VALUE!
4.28 | od97588/2024_2025 : AIR CUSSION VESSEL: Supply,Installation, Testing and commisioning of Air Cussion Vessel of 150mm dia with autometic air release cock with drain pipe,drain valve and a shut off and 120cm height complete |  | 1 | no |  |  |  | Excess(+) | 1 | Full Conversion | INR | [40 empty] | #VALUE! | #VALUE! | #VALUE!
4.29 | od97589/2024_2025 : CONTOL PANEL: Supply,Installation,Testing and Commissioning of autometic fire Hydrent system panel for main pump,Stand by and Jockey Pump incoporating autometic direct online switch switch gear rated for the motor HP.The control panel shall include necessary indication lamps for the RYB phase showing the power supply conditions ammeter with clear indications or motor full load current,voltmeter with selector switch etc. (L&amp;T/ABB Accessories) |  | 1 | no |  |  |  | Excess(+) | 1 | Full Conversion | INR | [40 empty] | #VALUE! | #VALUE! | #VALUE!
4.3 | od97592/2024_2025 : Ball VALVE:Supply and errection of cast iron Ball valve |  | 2 | no |  |  |  | Excess(+) | 1 | Full Conversion | INR | [40 empty] | #VALUE! | #VALUE! | #VALUE!
4.31 | od97593/2024_2025 : AIR RELEASE VALVE:Supply and errection of air release valve as per IS:778 of size 1/2 inch BSP threaded. |  | 4 | no |  |  |  | Excess(+) | 1 | Full Conversion | INR | [40 empty] | #VALUE! | #VALUE! | #VALUE!
4.32 | od97594/2024_2025 : NON-RETURN VALVE :-Supply, installation, testing and commissioning of C.I. Non-Return Valve slim seal type PN.10 with required flanges, nuts &amp; bolts, gasket etc. complete.25mm dia |  | 1 | no |  |  |  | Excess(+) | 1 | Full Conversion | INR | [40 empty] | #VALUE! | #VALUE! | #VALUE!
4.33 | od97595/2024_2025 : NON-RETURN VALVE :-Supply, installation, testing and commissioning of C.I. Non-Return Valve slim seal type PN.10 with required flanges, nuts &amp; bolts, gasket etc. complete 80mm dia |  | 1 | no |  |  |  | Excess(+) | 1 | Full Conversion | INR | [40 empty] | #VALUE! | #VALUE! | #VALUE!
4.34 | od97596/2024_2025 : NON-RETURN VALVE :-Supply, installation, testing and commissioning of C.I. Non-Return Valve slim seal type PN.10 with required flanges, nuts &amp; bolts, gasket etc. complete 100mm dia |  | 4 | no |  |  |  | Excess(+) | 1 | Full Conversion | INR | [40 empty] | #VALUE! | #VALUE! | #VALUE!
4.35 | od97597/2024_2025 : BUTTER FLY VALVE: Supplying, Installing, testing and commissioning CI Butterfly valve slim seal standared lever operated type PN.16 with required flanges, nuts, bolts etc. complete. 80mm dia |  | 2 | no |  |  |  | Excess(+) | 1 | Full Conversion | INR | [40 empty] | #VALUE! | #VALUE! | #VALUE!
4.36 | od97598/2024_2025 : BUTTER FLY VALVE: Supplying, Installing, testing and commissioning CI Butterfly valve slim seal standared lever operated type PN.16 with required flanges, nuts, bolts etc. complete. 100mm dia |  | 5 | no |  |  |  | Excess(+) | 1 | Full Conversion | INR | [40 empty] | #VALUE! | #VALUE! | #VALUE!
4.37 | od97599/2024_2025 : BUTTER FLY VALVE: Supplying, Installing, testing and commissioning CI Butterfly valve slim seal standared lever operated type PN.16 with required flanges, nuts, bolts etc. complete.&lt;br&gt;150 mm Dia |  | 1 | no |  |  |  | Excess(+) | 1 | Full Conversion | INR | [40 empty] | #VALUE! | #VALUE! | #VALUE!
4.38 | od97600/2024_2025 : JOCKEY PUMP:Supply and errection of fire fighting pump180LPM,55 m head horizontal end section.centrifugal multy stage with cast iron casing, CI impiller and Shaft electronic driven auto start Jockey Pump coupled with TEFC motor working on 415V,3Phase,50Hz (10 HP Monoblock) |  | 1 | no |  |  |  | Excess(+) | 1 | Full Conversion | INR | [40 empty] | #VALUE! | #VALUE! | #VALUE!
4.39 | od97601/2024_2025 : DIESEL ENGINE DRIVEN PUMP:- Supply Installation, testing and commissioning of Stand By Diesel Engine driven pump 40 HP with control panel and battery charger of centrifugal end suction type suitable for automatic operation rated for 2280 LPM at 55m head at high efficiency volute type with cast iron casing, Bronze impeller ,SS Shaft Pump coupled to a diesel engine at 1800 RPM including supply of all accessories such as common base plate suitable foundation for engine and pump, , suitable size Battery, coolant, lubricating oil, exhaust piping, necessary controls such as pressure switch, gauge and interconnecting cable from control panel to Battery etc. |  | 1 | no |  |  |  | Excess(+) | 1 | Full Conversion | INR | [40 empty] | #VALUE! | #VALUE! | #VALUE!
4.4 | od98522/2024_2025 : MAIN PUMP : Supply,Installation,Testing and commissioning of main fire fighting pump 2280 LPM,55 m Head of horizontal centrifugal end section type with cast iron casing, CI impiller and Shaft coupled to a squirrel cage induction motor TEFC type with supply condition 415V 3phas,50Hz foot mounted type rated for 40 HP at 2990 RPM including supply and installation of all accessories such as standard coupling,coupling guard, common base plate and foundation bolts.&lt;br&gt;The pump shall produce a pressure of 3 kg/sq m at top most hydrant level. |  | 1 | no |  |  |  | Excess(+) | 1 | Full Conversion | INR | [40 empty] | #VALUE! | #VALUE! | #VALUE!
4.41 | od138762/2024_2025 : LED SIGNAGES:Supply and errection of L E D Sign boards size:12&quot;x 4&quot; (Single Side)&lt;br&gt;(FIRE LIFT , EXIT,FIRE EXIT,FIRE STATION) |  | 18 | no |  |  |  | Excess(+) | 1 | Full Conversion | INR | [40 empty] | #VALUE! | #VALUE! | #VALUE!
4.42 | od138763/2024_2025 : TALK BACK UNIT:Supply installation testing and commissioning of Talk back Unit&lt;br&gt;Make:Asses/Seculite/Innovation |  | 3 | no |  |  |  | Excess(+) | 1 | Full Conversion | INR | [40 empty] | #VALUE! | #VALUE! | #VALUE!
4.43 | od138764/2024_2025 : Talk Back System &amp; Signages&lt;br&gt;CONTROL PANEL:Supply installation testing and commissioning of 4 Zone PA consoled with80 Wats PA(Ahuja Make) 4 zone talk back selector,Mic, battery charger etc..&lt;br&gt;Make:Asses/Seculite/Innovation |  | 1 | no |  |  |  | Excess(+) | 1 | Full Conversion | INR | [40 empty] | #VALUE! | #VALUE! | #VALUE!
4.44 | od138765/2024_2025 : Fire Extinguishers&lt;br&gt;DCP:Supply and errection of dry chemical powder type fire extinguisher with 4Kg capacity as per IS:2171 |  | 10 | no |  |  |  | Excess(+) | 1 | Full Conversion | INR | [40 empty] | #VALUE! | #VALUE! | #VALUE!
4.45 | od138766/2024_2025 : HEAT DETECTORS:Supply and errection of ironisation type Heat detectors with imported base |  | 55 | no |  |  |  | Excess(+) | 1 | Full Conversion | INR | [40 empty] | #VALUE! | #VALUE! | #VALUE!
4.46 | od138767/2024_2025 : SMOKE DETECTORS:Supply and errection of ironisation type smoke detectors with imported base&lt;br&gt;Make:System sensor/Appolo/RAVEL |  | 344 | no |  |  |  | Excess(+) | 1 | Full Conversion | INR | [40 empty] | #VALUE! | #VALUE! | #VALUE!
4.47 | od138768/2024_2025 : ELECTRONIC ALARMING HOOTER:Supply, installation, testing and commissioning of Electronic Hooter (Sounder) as per standard |  | 3 | no |  |  |  | Excess(+) | 1 | Full Conversion | INR | [40 empty] | #VALUE! | #VALUE! | #VALUE!
4.48 | od138771/2024_2025 : AUTOMATIC FIRE ALARM PANEL: Supply, installing, testing and commissioning of Micro processor based Main Fire alarm control panel of 6 zones capacity, with visual LED indications for fire / fault alarms, signals and should have stage alarm facility with maintenance free battery back up for 24 hours normal operation and 15 minutes alarm operation. The panel shall be fabricated by M.S. sheet and powder coated both inside &amp; out side, door shall be glass fronted type with locking arrangement, as per specification. |  | 1 | no |  |  |  | Excess(+) | 1 | Full Conversion | INR | [40 empty] | #VALUE! | #VALUE! | #VALUE!
4.49 | 1.7.1 : Wiring for circuit/ sub main wiring along with earth wire with the following sizes of FRLS PVC insulated copper conductor, single core cable in surface/ recessed steel conduit as required2 X 1.5 sq. mm + 1 X 1.5 sq. mm earth wire |  | 1500 | metre |  |  |  | Excess(+) | 1 | Full Conversion | INR | [40 empty] | #VALUE! | #VALUE! | #VALUE!
5 | Electrical works | [7 empty] | 1
5.01 | 1.10.3 : Wiring for light point/ fan point/ exhaust fan point/ call bell point with 1.5 sq.mm FRLS PVC insulated copper conductor single core cable in surface / recessed medium class PVC conduit, with modular switch, modular plate, suitable GI box and earthing the point with 1.5 sq.mm. FRLS PVC insulated copper conductor single core cable etc as required.Group C |  | 186 | point |  |  |  | Excess(+) | 1 | Full Conversion | INR | [40 empty] | #VALUE! | #VALUE! | #VALUE!
5.02 | 1.11 : Wiring for twin control light point with 1.5 sq.mm FRLS PVC insulated copper conductor single core cable in surface / recessed medium class PVC conduit, 2 way modular switch, modular plate, suitable GI box and earthing the point with 1.5 sq.mm. FRLS PVC insulated copper conductor single core cable etc as required. |  | 7 | point |  |  |  | Excess(+) | 1 | Full Conversion | INR | [40 empty] | #VALUE! | #VALUE! | #VALUE!
5.03 | 1.14.1 : Wiring for circuit/ submain wiring alongwith earth wire with the following sizes of FRLS PVC insulated copper conductor, single core cable in surface / recessed medium class PVC conduit as required2x1.5 sq.mm + 1x1.5 sq.mm earth wire |  | 980 | metre |  |  |  | Excess(+) | 1 | Full Conversion | INR | [40 empty] | #VALUE! | #VALUE! | #VALUE!
5.04 | 1.14.2 : Wiring for circuit/ submain wiring alongwith earth wire with the following sizes of FRLS PVC insulated copper conductor, single core cable in surface / recessed medium class PVC conduit as required2X 2.5 sq. mm + 1 X 2.5 sq. mm earth wire |  | 640 | metre |  |  |  | Excess(+) | 1 | Full Conversion | INR | [40 empty] | #VALUE! | #VALUE! | #VALUE!
5.05 | 1.14.3 : Wiring for circuit/ submain wiring alongwith earth wire with the following sizes of FRLS PVC insulated copper conductor, single core cable in surface / recessed medium class PVC conduit as required2 X 4 sq. mm + 1 X 4 sq. mm earth wire |  | 40 | metre |  |  |  | Excess(+) | 1 | Full Conversion | INR | [40 empty] | #VALUE! | #VALUE! | #VALUE!
5.06 | 1.14.4 : Wiring for circuit/ submain wiring alongwith earth wire with the following sizes of FRLS PVC insulated copper conductor, single core cable in surface / recessed medium class PVC conduit as required2 X 6 Sq.mm + 1 x 6 sq.mm earth wire |  | 80 | metre |  |  |  | Excess(+) | 1 | Full Conversion | INR | [40 empty] | #VALUE! | #VALUE! | #VALUE!
5.07 | 1.14.9 : Wiring for circuit/ submain wiring alongwith earth wire with the following sizes of FRLS PVC insulated copper conductor, single core cable in surface / recessed medium class PVC conduit as required4 X 6 sq. mm + 2 X 6 sq. mm earth wire |  | 40 | metre |  |  |  | Excess(+) | 1 | Full Conversion | INR | [40 empty] | #VALUE! | #VALUE! | #VALUE!
5.08 | 1.17.3 : Supplying and drawing following sizes of FRLS PVC insulated copper conductor, single core cable in the existing surface / recessed steel/ PVC conduit as required.3 X 1.5 sq.mm |  | 560 | metre |  |  |  | Excess(+) | 1 | Full Conversion | INR | [40 empty] | #VALUE! | #VALUE! | #VALUE!
5.09 | 1.17.12 : Supplying and drawing following sizes of FRLS PVC insulated copper conductor, single core cable in the existing surface / recessed steel/ PVC conduit as required.3 x 2.5 sq. mm |  | 340 | metre |  |  |  | Excess(+) | 1 | Full Conversion | INR | [40 empty] | #VALUE! | #VALUE! | #VALUE!
5.1 | 1.17.21 : Supplying and drawing following sizes of FRLS PVC insulated copper conductor, single core cable in the existing surface / recessed steel/ PVC conduit as required.3 x 4 sq. mm |  | 30 | metre |  |  |  | Excess(+) | 1 | Full Conversion | INR | [40 empty] | #VALUE! | #VALUE! | #VALUE!
5.11 | 1.21.1 : Supplying and fixing of following sizes of medium class PVC conduit along with accessories in surface/ recess including cutting the wall and making good the same in case of recessed conduit as required.20 mm |  | 680 | metre |  |  |  | Excess(+) | 1 | Full Conversion | INR | [40 empty] | #VALUE! | #VALUE! | #VALUE!
5.12 | 1.21.2 : Supplying and fixing of following sizes of medium class PVC conduit along with accessories in surface/ recess including cutting the wall and making good the same in case of recessed conduit as required.25 mm |  | 400 | metre |  |  |  | Excess(+) | 1 | Full Conversion | INR | [40 empty] | #VALUE! | #VALUE! | #VALUE!
5.13 | 1.21.3 : Supplying and fixing of following sizes of medium class PVC conduit along with accessories in surface/ recess including cutting the wall and making good the same in case of recessed conduit as required.32 mm |  | 40 | metre |  |  |  | Excess(+) | 1 | Full Conversion | INR | [40 empty] | #VALUE! | #VALUE! | #VALUE!
5.14 | 1.24.1 : Supplying and fixing following modular switch/ socket on the existing modular plate & switch box including connections but excluding modular plate etc. as required.5/6 amps switch |  | 32 | each |  |  |  | Excess(+) | 1 | Full Conversion | INR | [40 empty] | #VALUE! | #VALUE! | #VALUE!
5.15 | 1.24.4 : Supplying and fixing following modular switch/ socket on the existing modular plate & switch box including connections but excluding modular plate etc. as required.3 pin 5/6 amp socket outlet |  | 42 | each |  |  |  | Excess(+) | 1 | Full Conversion | INR | [40 empty] | #VALUE! | #VALUE! | #VALUE!
5.16 | 1.24.6 : Supplying and fixing following modular switch/ socket on the existing modular plate & switch box including connections but excluding modular plate etc. as required.Telephone socket outlet |  | 2 | each |  |  |  | Excess(+) | 1 | Full Conversion | INR | [40 empty] | #VALUE! | #VALUE! | #VALUE!
5.17 | 1.24.7 : Supplying and fixing following modular switch/ socket on the existing modular plate & switch box including connections but excluding modular plate etc. as required.TV antenna socket outlet |  | 2 | each |  |  |  | Excess(+) | 1 | Full Conversion | INR | [40 empty] | #VALUE! | #VALUE! | #VALUE!
5.18 | 1.25 : Supplying and fixing two module stepped type electronic fan regulator on the existing modular plate switch box including connections but excluding modular plate etc. as required. |  | 68 | each |  |  |  | Excess(+) | 1 | Full Conversion | INR | [40 empty] | #VALUE! | #VALUE! | #VALUE!
5.19 | 1.26 : Supplying and fixing modular blanking plate on the existing modular plate & switch box excluding modular plate as required. |  | 30 | each |  |  |  | Excess(+) | 1 | Full Conversion | INR | [40 empty] | #VALUE! | #VALUE! | #VALUE!
5.2 | 1.27.2 : Supplying and fixing following size/ modules, GI box alongwith modular base & cover plate for modular switches in recess etc as required.3 Module (100mmX75mm) |  | 22 | each |  |  |  | Excess(+) | 1 | Full Conversion | INR | [40 empty] | #VALUE! | #VALUE! | #VALUE!
5.21 | 1.27.4 : Supplying and fixing following size/ modules, GI box alongwith modular base & cover plate for modular switches in recess etc as required.6 Module (200mmX75mm) |  | 16 | each |  |  |  | Excess(+) | 1 | Full Conversion | INR | [40 empty] | #VALUE! | #VALUE! | #VALUE!
5.22 | 1.31 : Supplying and fixing suitable size GI box with modular plate and cover in front on surface or in recess, including providing and fixing 3 pin 5/6 amps modular socket outlet and 5/6 amps modular switch, connection etc. as required. (For light plugs to be used in non residential buildings). |  | 30 | each |  |  |  | Excess(+) | 1 | Full Conversion | INR | [40 empty] | #VALUE! | #VALUE! | #VALUE!
5.23 | 1.33 : Supplying and fixing 3 pin, 5 amp ceiling rose on the existing junction box/ wooden block including connection etc as required. |  | 170 | each |  |  |  | Excess(+) | 1 | Full Conversion | INR | [40 empty] | #VALUE! | #VALUE! | #VALUE!
5.24 | 1.34 : Supplying and fixing brass batten/ angle holder including connection etc. as required. |  | 1 | each |  |  |  | Excess(+) | 1 | Full Conversion | INR | [40 empty] | #VALUE! | #VALUE! | #VALUE!
5.25 | 1.18.2 : Supplying and drawing following pair 0.5 mm dia FRLS PVC insulated annealed copper conductor,unarmored telephone cable in the existing surface/ recessed steel/ PVC conduit as required.2 Pair |  | 80 | metre |  |  |  | Excess(+) | 1 | Full Conversion | INR | [40 empty] | #VALUE! | #VALUE! | #VALUE!
5.26 | 1.19 : Supplying and drawing co-axial TV cable RG-6 grade, 0.7 mm solid copper conductor PE insulated, shielded with fine tinned copper braid and protected with PVC sheath in the existing surface/ recessed steel/ PVC conduit as required. |  | 160 | metre |  |  |  | Excess(+) | 1 | Full Conversion | INR | [40 empty] | #VALUE! | #VALUE! | #VALUE!
5.27 | 1.53.1 : Supplying and drawn of UTP 4 pair CAT 6 LAN cable in the existing surface/recessed steel/PVC conduit as required1 run of Cable |  | 360 | metre |  |  |  | Excess(+) | 1 | Full Conversion | INR | [40 empty] | #VALUE! | #VALUE! | #VALUE!
5.28 | 1.53.2 : Supplying and drawn of UTP 4 pair CAT 6 LAN cable in the existing surface/recessed steel/PVC conduit as required2 run of Cable |  | 280 | metre |  |  |  | Excess(+) | 1 | Full Conversion | INR | [40 empty] | #VALUE! | #VALUE! | #VALUE!
5.29 | 1.53.3 : Supplying and drawn of UTP 4 pair CAT 6 LAN cable in the existing surface/recessed steel/PVC conduit as required3 run of Cable |  | 210 | metre |  |  |  | Excess(+) | 1 | Full Conversion | INR | [40 empty] | #VALUE! | #VALUE! | #VALUE!
5.3 | 1.55.3 : Wiring for group controlled (looped) light point/fan point/exhaust fan point/ call bell point ( without independent switch etc.) with 1.5 sq. mm FRLS PVC insulated copper conductor single core cable in surface/ recessed PVC conduit, and earthing the point with 1.5 sq. mm FRLS PVC insulated copper conductor single core cable etc. as required.Group C |  | 146 | point |  |  |  | Excess(+) | 1 | Full Conversion | INR | [40 empty] | #VALUE! | #VALUE! | #VALUE!
5.31 | 2.3.1 : Supplying and fixing following way, single pole and neutral, sheet steel, MCB distribution board, 240 V, on surface/ recess, complete with tinned copper bus bar, neutral bus bar, earth bar, din bar, interconnections, powder painted including earthing etc. as required. (But without MCBIRCCB/Isolator6 way, Double door |  | 8 | each |  |  |  | Excess(+) | 1 | Full Conversion | INR | [40 empty] | #VALUE! | #VALUE! | #VALUE!
5.32 | 2.3.4 : Supplying and fixing following way, single pole and neutral, sheet steel, MCB distribution board, 240 V, on surface/ recess, complete with tinned copper bus bar, neutral bus bar, earth bar, din bar, interconnections, powder painted including earthing etc. as required. (But without MCBIRCCB/Isolator16 way, Double door |  | 2 | each |  |  |  | Excess(+) | 1 | Full Conversion | INR | [40 empty] | #VALUE! | #VALUE! | #VALUE!
5.33 | 2.4.1 : Supplying and fixing following way, horizontal type three pole and neutral, sheet steel, MCB distribution board, 415 volts, on surface / recess, complete with tinned copper bus bar, neutral bus bar, earth bar, din bar, interconnections, powder painted including earthing etc. as required. (But without MCB/RCCB/Isolator)4 way (4 + 12), Double door |  | 2 | each |  |  |  | Excess(+) | 1 | Full Conversion | INR | [40 empty] | #VALUE! | #VALUE! | #VALUE!
5.34 | 2.4.3 : Supplying and fixing following way, horizontal type three pole and neutral, sheet steel, MCB distribution board, 415 volts, on surface / recess, complete with tinned copper bus bar, neutral bus bar, earth bar, din bar, interconnections, powder painted including earthing etc. as required. (But without MCB/RCCB/Isolator)8 way (4 + 24), Double door |  | 2 | each |  |  |  | Excess(+) | 1 | Full Conversion | INR | [40 empty] | #VALUE! | #VALUE! | #VALUE!
5.35 | 2.5.2 : Supplying and fixing of following ways surface/ recess mounting, vertical type, 415 volts, TPN MCB distribution board of sheet steel, dust protected, duly powder painted, inclusive of 200 amps tinned copper bus bar, common neutral link, earth bar, din bar for mounting MCB's (but without MCB's and incomer ) as required .(Note : Vertical type MCB TPDB is normally used where 3 phase outlets are required.)8 way (4 + 24), Double door |  | 1 | each |  |  |  | Excess(+) | 1 | Full Conversion | INR | [40 empty] | #VALUE! | #VALUE! | #VALUE!
5.36 | 2.10.1 : Supplying and fixing 5 amps to 32 amps rating, 240/415 volts, "C" curve, miniature circuit breaker suitable for inductive load of following poles in the existing MCB DB complete with connections, testing and commissioning etc. as required.Single pole |  | 122 | each |  |  |  | Excess(+) | 1 | Full Conversion | INR | [40 empty] | #VALUE! | #VALUE! | #VALUE!
5.37 | 2.10.4 : Supplying and fixing 5 amps to 32 amps rating, 240/415 volts, "C" curve, miniature circuit breaker suitable for inductive load of following poles in the existing MCB DB complete with connections, testing and commissioning etc. as required.Triple pole |  | 2 | each |  |  |  | Excess(+) | 1 | Full Conversion | INR | [40 empty] | #VALUE! | #VALUE! | #VALUE!
5.38 | 2.12.1 : Supplying and fixing following rating, double pole, 240 volts, isolator in the existing MCB DB complete with connections, testing and commissioning etc. as required.40 amps |  | 2 | each |  |  |  | Excess(+) | 1 | Full Conversion | INR | [40 empty] | #VALUE! | #VALUE! | #VALUE!
5.39 | 2.13.1 : Supplying and fixing following rating, four pole, 415 volts, isolator in the existing MCB DB complete with connections, testing and commissioning etc. as required.40 amps |  | 12 | each |  |  |  | Excess(+) | 1 | Full Conversion | INR | [40 empty] | #VALUE! | #VALUE! | #VALUE!
5.4 | 2.13.2 : Supplying and fixing following rating, four pole, 415 volts, isolator in the existing MCB DB complete with connections, testing and commissioning etc. as required.63 amps |  | 1 | each |  |  |  | Excess(+) | 1 | Full Conversion | INR | [40 empty] | #VALUE! | #VALUE! | #VALUE!
5.41 | 2.14.2 : Supplying and fixing following rating, double pole, (single phase and neutral), 240 V, residual current circuit breaker (RCCB), having a sensitivity current 30 mA in the existing MCB DB complete with connections, testing and commissioning etc. as required.40 amps |  | 2 | each |  |  |  | Excess(+) | 1 | Full Conversion | INR | [40 empty] | #VALUE! | #VALUE! | #VALUE!
5.42 | 2.15.2 : Supplying and fixing following rating, four pole, (three phase and neutral), 415 volts, residual current circuit breaker (RCCB), having a sensitivity current 30 mA in the existing MCB DB complete with connections, testing and commissioning etc. as required.40 amps |  | 4 | each |  |  |  | Excess(+) | 1 | Full Conversion | INR | [40 empty] | #VALUE! | #VALUE! | #VALUE!
5.43 | 2.15.3 : Supplying and fixing following rating, four pole, (three phase and neutral), 415 volts, residual current circuit breaker (RCCB), having a sensitivity current 30 mA in the existing MCB DB complete with connections, testing and commissioning etc. as required.63 amps |  | 1 | each |  |  |  | Excess(+) | 1 | Full Conversion | INR | [40 empty] | #VALUE! | #VALUE! | #VALUE!
5.44 | 2.16 : Supplying and fixing DP sheet steel enclosure on surface/ recess along with 25/32amps 240 volts "C" curve DP MCB complete with connections, testing and commissioning etc. as required. |  | 2 | each |  |  |  | Excess(+) | 1 | Full Conversion | INR | [40 empty] | #VALUE! | #VALUE! | #VALUE!
5.45 | 4.6.2 : Supplying and installing following size of perforated Hot Dipped Galvanised Iron cable tray (Galvanisation thickness not less than 50 microns) with perforation not more than 17.5%, in convenient sections, joined with connectors, suspended from the ceiling with G.I. suspenders including G.I. bolts & nuts, etc. as required.150 mm width X 50 mm depth X 1.6 mm thickness |  | 50 | metre |  |  |  | Excess(+) | 1 | Full Conversion | INR | [40 empty] | #VALUE! | #VALUE! | #VALUE!
5.46 | 4.6.4 : Supplying and installing following size of perforated Hot Dipped Galvanised Iron cable tray (Galvanisation thickness not less than 50 microns) with perforation not more than 17.5%, in convenient sections, joined with connectors, suspended from the ceiling with G.I. suspenders including G.I. bolts & nuts, etc. as required.300 mm width X 50 mm depth X 1.6 mm thickness |  | 130 | metre |  |  |  | Excess(+) | 1 | Full Conversion | INR | [40 empty] | #VALUE! | #VALUE! | #VALUE!
5.47 | 5.2 : Earthing with G.I. earth pipe 4.5 metre long, 40 mm dia including accessories, and providing masonry enclosure with cover plate having locking arrangement and watering pipe etc. with charcoal/ coke and salt as required |  | 2 | set |  |  |  | Excess(+) | 1 | Full Conversion | INR | [40 empty] | #VALUE! | #VALUE! | #VALUE!
5.48 | 5.4 : Earthing with G.I. earth plate 600 mm X 600 mm X 6 mm thick including accessories, and providing masonry enclosure with cover plate having locking arrangement and watering pipe of 2.7 metre long etc. with charcoal/ coke and salt as required. |  | 10 | set |  |  |  | Excess(+) | 1 | Full Conversion | INR | [40 empty] | #VALUE! | #VALUE! | #VALUE!
5.49 | 5.19 : Providing and fixing 4.00 mm dia copper wire on surface or in recess for loop earthing along with existing surface/ recessed conduit/ submain wiring/ cable as required. |  | 160 | metre |  |  |  | Excess(+) | 1 | Full Conversion | INR | [40 empty] | #VALUE! | #VALUE! | #VALUE!
5.5 | 7.2.1 : Laying of one number additional PVC insulated and PVC sheathed / XLPE power cable of 1.1 KV grade of following size direct in ground in the same trench in one tier horizontal formation including excavation, sand cushioning, protective covering and refilling the trench etc as required.Upto 35 sq. mm |  | 200 | metre |  |  |  | Excess(+) | 1 | Full Conversion | INR | [40 empty] | #VALUE! | #VALUE! | #VALUE!
5.51 | 7.2.2 : Laying of one number additional PVC insulated and PVC sheathed / XLPE power cable of 1.1 KV grade of following size direct in ground in the same trench in one tier horizontal formation including excavation, sand cushioning, protective covering and refilling the trench etc as required.Above 35 sq. mm and upto 95 sq. mm |  | 30 | metre |  |  |  | Excess(+) | 1 | Full Conversion | INR | [40 empty] | #VALUE! | #VALUE! | #VALUE!
5.52 | 7.2.3 : Laying of one number additional PVC insulated and PVC sheathed / XLPE power cable of 1.1 KV grade of following size direct in ground in the same trench in one tier horizontal formation including excavation, sand cushioning, protective covering and refilling the trench etc as required.Above 95 sq. mm and upto 185 sq. mm |  | 20 | metre |  |  |  | Excess(+) | 1 | Full Conversion | INR | [40 empty] | #VALUE! | #VALUE! | #VALUE!
5.53 | 7.7.1 : Laying and fixing of one number PVC insulated and PVC sheathed / XLPE power cable of 1.1 KV grade of following size on wall surface as required.Upto 35 sq. mm (clamped with 1mm thick saddle) |  | 440 | metre |  |  |  | Excess(+) | 1 | Full Conversion | INR | [40 empty] | #VALUE! | #VALUE! | #VALUE!
5.54 | 7.7.2 : Laying and fixing of one number PVC insulated and PVC sheathed / XLPE power cable of 1.1 KV grade of following size on wall surface as required.Above 35 sq. mm and upto 95 sq. mm (clamped with 25x3mm MS flat clamp) |  | 30 | metre |  |  |  | Excess(+) | 1 | Full Conversion | INR | [40 empty] | #VALUE! | #VALUE! | #VALUE!
5.55 | 7.7.3 : Laying and fixing of one number PVC insulated and PVC sheathed / XLPE power cable of 1.1 KV grade of following size on wall surface as required.Above 95 sq. mm and upto 185 sq. mm (clamped with 25/40x3mm MS flat clamp) |  | 10 | metre |  |  |  | Excess(+) | 1 | Full Conversion | INR | [40 empty] | #VALUE! | #VALUE! | #VALUE!
5.56 | 7.8.1 : Laying and fixing of one number PVC insulated and PVC sheathed / XLPE power cable of 1.1 KV grade of following size on cable tray as required.Upto 35 sq. mm (clamped with 1mm thick saddle) |  | 600 | metre |  |  |  | Excess(+) | 1 | Full Conversion | INR | [40 empty] | #VALUE! | #VALUE! | #VALUE!
5.57 | 7.8.2 : Laying and fixing of one number PVC insulated and PVC sheathed / XLPE power cable of 1.1 KV grade of following size on cable tray as required.Above 35 sq. mm and upto 95 sq. mm (clamped with 25x3mm MS flat clamp) |  | 60 | metre |  |  |  | Excess(+) | 1 | Full Conversion | INR | [40 empty] | #VALUE! | #VALUE! | #VALUE!
5.58 | 7.8.3 : Laying and fixing of one number PVC insulated and PVC sheathed / XLPE power cable of 1.1 KV grade of following size on cable tray as required.Above 95 sq. mm and upto 185 sq. mm (clamped with 25/40x3mm MS flat clamp) |  | 80 | metre |  |  |  | Excess(+) | 1 | Full Conversion | INR | [40 empty] | #VALUE! | #VALUE! | #VALUE!
5.59 | 7.9 : Supplying and making cable route marker with cement concrete 1:2:4 (1 cement : 2 coarse sand : 4 graded stone aggregate 20 mm nominal size ) of size 60 cm X 60 cm at the bottom and 50 cm X 50 cm at the top with a thickness of 10cm including inscription duly engraved as required. |  | 10 | each |  |  |  | Excess(+) | 1 | Full Conversion | INR | [40 empty] | #VALUE! | #VALUE! | #VALUE!
5.6 | 9.1.1 : Supplying and making end termination with brass compression gland and aluminium lugs for following size of PVC insulated and PVC sheathed / XLPE aluminium conductor cable of 1.1 KV grade as required.2 X 6 sq. mm (19mm) |  | 10 | set |  |  |  | Excess(+) | 1 | Full Conversion | INR | [40 empty] | #VALUE! | #VALUE! | #VALUE!
5.61 | 9.1.21 : Supplying and making end termination with brass compression gland and aluminium lugs for following size of PVC insulated and PVC sheathed / XLPE aluminium conductor cable of 1.1 KV grade as required.3 1/2X 35 sq. mm (32mm) |  | 2 | set |  |  |  | Excess(+) | 1 | Full Conversion | INR | [40 empty] | #VALUE! | #VALUE! | #VALUE!
5.62 | 9.1.23 : Supplying and making end termination with brass compression gland and aluminium lugs for following size of PVC insulated and PVC sheathed / XLPE aluminium conductor cable of 1.1 KV grade as required.3 1/2X 70 sq. mm (38mm) |  | 4 | set |  |  |  | Excess(+) | 1 | Full Conversion | INR | [40 empty] | #VALUE! | #VALUE! | #VALUE!
5.63 | 9.1.27 : Supplying and making end termination with brass compression gland and aluminium lugs for following size of PVC insulated and PVC sheathed / XLPE aluminium conductor cable of 1.1 KV grade as required.3 1/2X 185 sq. mm (57mm) |  | 4 | set |  |  |  | Excess(+) | 1 | Full Conversion | INR | [40 empty] | #VALUE! | #VALUE! | #VALUE!
5.64 | 9.1.33 : Supplying and making end termination with brass compression gland and aluminium lugs for following size of PVC insulated and PVC sheathed / XLPE aluminium conductor cable of 1.1 KV grade as required.4 X 16 sq. mm (28mm) |  | 36 | set |  |  |  | Excess(+) | 1 | Full Conversion | INR | [40 empty] | #VALUE! | #VALUE! | #VALUE!
5.65 | 9.1.34 : Supplying and making end termination with brass compression gland and aluminium lugs for following size of PVC insulated and PVC sheathed / XLPE aluminium conductor cable of 1.1 KV grade as required.4 X 25 sq. mm (28mm) |  | 2 | set |  |  |  | Excess(+) | 1 | Full Conversion | INR | [40 empty] | #VALUE! | #VALUE! | #VALUE!
5.66 | 9.1.35 : Supplying and making end termination with brass compression gland and aluminium lugs for following size of PVC insulated and PVC sheathed / XLPE aluminium conductor cable of 1.1 KV grade as required.4 X 35 sq. mm (32mm) |  | 2 | set |  |  |  | Excess(+) | 1 | Full Conversion | INR | [40 empty] | #VALUE! | #VALUE! | #VALUE!
5.67 | 90.12.7.28 : Supply, laying and clamping of 1 no. PVC insulated and PVC sheathed armoured aluminium power cable, 1.1 KV grade of the following sizes using clamps noted along with the cables, spacing of clamps not exceeding 60cms, making good the damages , colour washing etc. as required. |  | 50 | metre |  |  |  | Excess(+) | 1 | Full Conversion | INR | [40 empty] | #VALUE! | #VALUE! | #VALUE!
5.68 | 90.12.7.30 : Supply, laying and clamping of 1 no. PVC insulated and PVC sheathed armoured aluminium power cable, 1.1 KV grade of the following sizes using clamps noted along with the cables, spacing of clamps not exceeding 60cms, making good the damages , colour washing etc. as required. |  | 120 | metre |  |  |  | Excess(+) | 1 | Full Conversion | INR | [40 empty] | #VALUE! | #VALUE! | #VALUE!
5.69 | 90.12.7.34 : Supply, laying and clamping of 1 no. PVC insulated and PVC sheathed armoured aluminium power cable, 1.1 KV grade of the following sizes using clamps noted along with the cables, spacing of clamps not exceeding 60cms, making good the damages , colour washing etc. as required. |  | 110 | metre |  |  |  | Excess(+) | 1 | Full Conversion | INR | [40 empty] | #VALUE! | #VALUE! | #VALUE!
5.7 | 90.12.7.41 : Supply, laying and clamping of 1 no. PVC insulated and PVC sheathed armoured aluminium power cable, 1.1 KV grade of the following sizes using clamps noted along with the cables, spacing of clamps not exceeding 60cms, making good the damages , colour washing etc. as required. |  | 850 | metre |  |  |  | Excess(+) | 1 | Full Conversion | INR | [40 empty] | #VALUE! | #VALUE! | #VALUE!
5.71 | 90.12.7.42 : Supply, laying and clamping of 1 no. PVC insulated and PVC sheathed armoured aluminium power cable, 1.1 KV grade of the following sizes using clamps noted along with the cables, spacing of clamps not exceeding 60cms, making good the damages , colour washing etc. as required. |  | 50 | metre |  |  |  | Excess(+) | 1 | Full Conversion | INR | [40 empty] | #VALUE! | #VALUE! | #VALUE!
5.72 | 90.12.7.43 : Supply, laying and clamping of 1 no. PVC insulated and PVC sheathed armoured aluminium power cable, 1.1 KV grade of the following sizes using clamps noted along with the cables, spacing of clamps not exceeding 60cms, making good the damages , colour washing etc. as required. |  | 80 | metre |  |  |  | Excess(+) | 1 | Full Conversion | INR | [40 empty] | #VALUE! | #VALUE! | #VALUE!
5.73 | od120565/2024_2025 : Fire extinguisher:- Supply and installation of ABC type fire extinguisher 5kg capacity consisting of M.S&lt;br&gt;cylindrical body, squeeze lever discharge valve fitted with pressure indicating gauge internal discharge&lt;br&gt;tube, 30cm long high pressure discharge hose, nozzle etc. |  | 12 | no |  |  |  | Excess(+) | 1 | Full Conversion | INR | [40 empty] | #VALUE! | #VALUE! | #VALUE!
5.74 | od120566/2024_2025 : Supply and providing 2mm thick Elastomeric fire retardant insulating mat as per IS 15652/2006 to&lt;br&gt;withstand 3.3 KV dielectric strength. |  | 6 | no |  |  |  | Excess(+) | 1 | Full Conversion | INR | [40 empty] | #VALUE! | #VALUE! | #VALUE!
5.75 | od120567/2024_2025 : KSEB Meter Panel - The panel board including facility for accomadating 1) 3 phase KSEB CT Meter ,&lt;br&gt;Chamber for 4 nos CT`s Including adequate ampere Class 0.5 S CT -4 nos, and providing and fixing 3&lt;br&gt;nos 160A HRC Fuse+ Unit ,Nuetral Link and 1 nos 160A ,50kA, 415V, 4 Pole MCCB Microprocessor&lt;br&gt;release ,ROM ,spreaders at the incoming and outgoing sides , with ELR with CBCT and Shunt Trip-1 nos&lt;br&gt;, 2) Provide Sperate Chamber for Solar KWH Metring with 1 nos 63A 4P MCCB Thermal magnetic&lt;br&gt;release ,ROM ,spreaders at the incoming and outgoing sides. All incomer Chmabers should have a&lt;br&gt;facility to Sealing provision for KSEB , Panel must be KSEB standards |  | 1 | no |  |  |  | Excess(+) | 1 | Full Conversion | INR | [40 empty] | #VALUE! | #VALUE! | #VALUE!
5.76 | od120568/2024_2025 : O DETAILS OF WORK QTY UNIT RATE AMOUNT&lt;br&gt;DSR-2018&lt;br&gt;ITEM&lt;br&gt;CODE&lt;br&gt;c&lt;br&gt;Cos Panel - 160A 4P onload Change over -1 nos , RYB Indication -2 set The panel should have enough&lt;br&gt;space to Terminate 3 nos 70 sqmm AL UG cable &lt;br&gt; |  | 1 | no |  |  |  | Excess(+) | 1 | Full Conversion | INR | [40 empty] | #VALUE! | #VALUE! | #VALUE!
5.77 | od120569/2024_2025 : Fabrication, supply, conveyance, installation testing and commissioning floor /wall mounting, dust and&lt;br&gt;vermin proof, cubicle type panel board comprising of the following components/ devices ,complying to&lt;br&gt;IS 8623.Fabrication of fully partitioned, dust and vermin proof enclosure for panel assembly using&lt;br&gt;1.6mm POWDER COATED CRCA sheet as per approved design and requirement 1.6 mm for frame ,&lt;br&gt;with front access facility, bus bar chambers with Aluminum bus bar , hinged doors for all switch gear&lt;br&gt;compartments and earthing the doors using braided copper conductor and providing indication&lt;br&gt;lamps, digital type Multi function meter suitable CTs, danger notice board, LED indicator, feeder&lt;br&gt;compartment lock, terminal block, PVC trunking, slotted channel, suitable connector, termination lug,&lt;br&gt;copper wire if required, meter viewing glass if required etc. The board should be powder coating the&lt;br&gt;assembly after subjecting to 7 tank process as required. 2 Nos Copper earth bar at the rear . earth stud.&lt;br&gt;Angles/ flats/ slotted angles etc shall not be used for the fabrication of panel assembly. Insulated&lt;br&gt;Aluminium bus bar for phase and Neutral adequate ampere size of Incomer Switch , out going&lt;br&gt;switches. if the panel is floor mount then the panel Board should be fitted on the base frame for panel&lt;br&gt;board using channels of class designation 75 including cutting,welding, drilling holes,painting two coats&lt;br&gt;of synthatic enamel paint over a coat of zinc chromate paint botling the frame to the panel and to the&lt;br&gt;furnished floor using required bolts and nuts making good the dameges colour washing and including&lt;br&gt;providing and fixing the following switch gears etc as required.The charges for all control wiring,&lt;br&gt;loading and unloading, testing and commissioning are included. The cable entry may be bottom or top&lt;br&gt;as per direction of Engineer in charge, The Panel shall be Fabricated as per Electrical Inspectorate, KSEB,&lt;br&gt;CPRI &amp; other relevent codes and standards. &lt;br&gt;MSB - Incomer: 2 Nos - 160A ,50kA, 415V, 4 Pole MCCB Microprocessor release ,ROM ,spreaders at the&lt;br&gt;incoming and outgoing sides , DG incomer should have ELR with CBCT and Shunt Trip-1 nos , 1 nos&lt;br&gt;160 A 4 pole AUTOMATIC TRANSFER SWITCH (ATS) , ATS should be provided with both Automatic&lt;br&gt;and Manual operation modes. LED Indiaction-2 sets , MFM Metere-2 sets For KSEB and DG set&lt;br&gt;etc.complete. Out Going Side: 1 nos 160A TPN Isolater , 8 Nos 40A 4P MCB , 1 Nos 63A 4P MCB . |  | 1 | no |  |  |  | Excess(+) | 1 | Full Conversion | INR | [40 empty] | #VALUE! | #VALUE! | #VALUE!
5.78 | od120570/2024_2025 : Fabrication, supply, conveyance, installation testing and commissioning floor /wall mounting, dust and&lt;br&gt;vermin proof, cubicle type panel board comprising of the following components/ devices ,complying to&lt;br&gt;IS 8623.Fabrication of fully partitioned, dust and vermin proof enclosure for panel assembly using&lt;br&gt;1.6mm POWDER COATED CRCA sheet as per approved design and requirement 1.6 mm for frame ,&lt;br&gt;with front access facility, bus bar chambers with Aluminum bus bar , hinged doors for all switch gear&lt;br&gt;compartments and earthing the doors using braided copper conductor and providing indication&lt;br&gt;lamps, digital type Multi function meter suitable CTs, danger notice board, LED indicator, feeder&lt;br&gt;compartment lock, terminal block, PVC trunking, slotted channel, suitable connector, termination lug,&lt;br&gt;copper wire if required, meter viewing glass if required etc. The board should be powder coating the&lt;br&gt;assembly after subjecting to 7 tank process as required. 2 Nos Copper earth bar at the rear . earth stud.&lt;br&gt;Angles/ flats/ slotted angles etc shall not be used for the fabrication of panel assembly. Insulated&lt;br&gt;Aluminium bus bar for phase and Neutral adequate ampere size of Incomer Switch , out going&lt;br&gt;switches. if the panel is floor mount then the panel Board should be fitted on the base frame for panel&lt;br&gt;board using channels of class designation 75 including cutting,welding, drilling holes,painting two coats&lt;br&gt;of synthatic enamel paint over a coat of zinc chromate paint botling the frame to the panel and to the&lt;br&gt;furnished floor using required bolts and nuts making good the dameges colour washing and including&lt;br&gt;providing and fixing the following switch gears etc as required.The charges for all control wiring,&lt;br&gt;loading and unloading, testing and commissioning are included. The cable entry may be bottom or top&lt;br&gt;as per direction of Engineer in charge, The Panel shall be Fabricated as per Electrical Inspectorate, KSEB,&lt;br&gt;CPRI &amp; other relevent codes and standards. &lt;br&gt;GSB - Incomer: 1 Nos - 250A TPN Isolater . LED Indiaction-1 set , MFM Metere-1 set etc.complete. Out&lt;br&gt;Going Side: 1 nos 160A TPN Isolater &amp; 7 Nos 40A 4P MCB + 40A 4P 100mA RCCB , |  | 1 | no |  |  |  | Excess(+) | 1 | Full Conversion | INR | [40 empty] | #VALUE! | #VALUE! | #VALUE!
5.79 | od120571/2024_2025 : Cable Trays and cable supports fabricated out of M.S.Angles (ISA) and M.S. flats with sufficient&lt;br&gt;widthand Spacing between successive cross members and supported at adequate spacing. The cable&lt;br&gt;trays and supports shall be painted with 2coats of Zinc chromate primer and 2coats of enamel paint.&lt;br&gt;Thedesign of the cable trays and details shall be got approved by the Electrical Consultant/ client.&lt;br&gt; |  | 100 | kg |  |  |  | Excess(+) | 1 | Full Conversion | INR | [40 empty] | #VALUE! | #VALUE! | #VALUE!
5.8 | od120572/2024_2025 : Supply, and Laying of one number Aerial Bunched Cable of size 3x95+1x70+1x16 sqmm Including all&lt;br&gt;accessories like end clamps,hanging clamp,steel strap etc as required for getting KSEB Connection from&lt;br&gt;Post to Meter Box |  | 45 | metre |  |  |  | Excess(+) | 1 | Full Conversion | INR | [40 empty] | #VALUE! | #VALUE! | #VALUE!
5.81 | od120573/2024_2025 : &lt;br&gt;Providing and fixing 10 SWG dia copper wire on surface or inrecess for loop earthing along with&lt;br&gt;existing surface/ recessed conduit/ submain wiring/ cable as required |  | 260 | metre |  |  |  | Excess(+) | 1 | Full Conversion | INR | [40 empty] | #VALUE! | #VALUE! | #VALUE!
5.82 | od120574/2024_2025 : Providing and fixing 4.00 SWG dia copper wire on surface or inrecess for loop earthing along with&lt;br&gt;existing surface/ recessed conduit/ submain wiring/ cable as required |  | 60 | metre |  |  |  | Excess(+) | 1 | Full Conversion | INR | [40 empty] | #VALUE! | #VALUE! | #VALUE!
5.83 | od120575/2024_2025 : Supplying and laying 25 mm X 3 mm copper strip as strip earth electrode, including connection/&lt;br&gt;terminating with nut, bolt, spring, washer etc. as required. |  | 280 | metre |  |  |  | Excess(+) | 1 | Full Conversion | INR | [40 empty] | #VALUE! | #VALUE! | #VALUE!
5.84 | od120576/2024_2025 : Supply of Installation of Single phase Heavy duty Wall Fan of 600 mm or above sweep with metal leaf&lt;br&gt;and metal body 1440 Rpm or above including connection, testing, commissioning etc. as required |  | 6 | no |  |  |  | Excess(+) | 1 | Full Conversion | INR | [40 empty] | #VALUE! | #VALUE! | #VALUE!
5.85 | od120577/2024_2025 : Supply and installation of exhaust fan 300mm sweep in the opening, including making opening and&lt;br&gt;clear the surface, good the damage, connection, testing, commissioning etc. as required. |  | 7 | no |  |  |  | Excess(+) | 1 | Full Conversion | INR | [40 empty] | #VALUE! | #VALUE! | #VALUE!
5.86 | od120578/2024_2025 : Supply installation testing and commissioning of 50 W LED Flood Light Die cast aluminum housing&lt;br&gt;with IP 66 protection 10KV SPD included with frame work if requiredand giving connection with&lt;br&gt;required length of 1 sqmm PVC insulated and PVC sheathed 650 /1100V grade round 3 core copper&lt;br&gt;conductor conforming to relavant ISS with all necessary items making good the surface as&lt;br&gt;required.(MR) |  | 4 | no |  |  |  | Excess(+) | 1 | Full Conversion | INR | [40 empty] | #VALUE! | #VALUE! | #VALUE!
5.87 | od120579/2024_2025 : Supply installation testing and commissioning of LED Decorative Wall Light Including 6W/9W LED&lt;br&gt;Bulb giving connection ,conforming to relavant ISS with all necessary items making good the surface as&lt;br&gt;required. ( Philips Comet or equvalent Crompton ,Havells, or Bajaj ) |  | 35 | no |  |  |  | Excess(+) | 1 | Full Conversion | INR | [40 empty] | #VALUE! | #VALUE! | #VALUE!
5.88 | od120580/2024_2025 : Supply installation testing and commissioning of 36 W LED 2x2 down light including 2x2 frame if&lt;br&gt;required, Square type Recess/Surface Light fixed on cealing giving connection with required length of&lt;br&gt;16/0.20 mm 3 core PVC insulated and&lt;br&gt;sheathed round copper flex wire to relavant ISS with all necessary items making good the surface as&lt;br&gt;required. ( Crompton ,Havells,Philips or Bajaj ) |  | 85 | no |  |  |  | Excess(+) | 1 | Full Conversion | INR | [40 empty] | #VALUE! | #VALUE! | #VALUE!
5.89 | od120581/2024_2025 : Supply installation testing and commissioning of 15 W LED down lighter with Die-cast aluminiium&lt;br&gt;Housing Round/ Square type Recess/Surface fixed on cealing giving connection with required length&lt;br&gt;of 16/0.20 mm 3 core PVC insulated and&lt;br&gt;sheathed round copper flex wire conforming to relavant ISS with all necessary items making good the&lt;br&gt;surface as required. ( Crompton , Havells,Philips or Bajaj ) |  | 42 | no |  |  |  | Excess(+) | 1 | Full Conversion | INR | [40 empty] | #VALUE! | #VALUE! | #VALUE!
5.9 | od120582/2024_2025 : Supply,conveyance, installation, testing and commissioning the&lt;br&gt;light fittings of following types made from CRCA sheet 0.5mm thickness with all accessories and lamps&lt;br&gt;directly on wall and giving connections with 16/0.20 mm 3 core PVC insulated and&lt;br&gt;sheathed round copper flex wire or extending the original wiring and giving connections as required&lt;br&gt;1200 mm 1X20W LED Lamp with box type fixture ( Crompton , Havells,Philips or Bajaj )&lt;br&gt; |  | 70 | no |  |  |  | Excess(+) | 1 | Full Conversion | INR | [40 empty] | #VALUE! | #VALUE! | #VALUE!
5.91 | od121016/2024_2025 : Preparation of schematic drawing and getting approval, Energisation Sanction from Kerala State&lt;br&gt;Electrical inspectorate, Kerala state electricity Board for availing Electric Connection including liaison&lt;br&gt;works etc complete as required ( fees will be reimbursed by the customer on production of&lt;br&gt;documentary evidence. |  | 1 | no |  |  |  | Excess(+) | 1 | Full Conversion | INR | [40 empty] | #VALUE! | #VALUE! | #VALUE!
5.92 | od121017/2024_2025 : Supply installation testing and commissioning of LED Bulk head Luminaires 10W with Efficacy &gt;100&lt;br&gt;lm/W, CCT&gt;3400K (WW/CDL/T) , IP 65 Protected.Including necessory clamps, screws, fastners etc. as&lt;br&gt;required. ( Crompton SUNRISE, LBHE-10-WW/T/CDL or equvalent Philips ,Crompton ,Havells, or&lt;br&gt;Bajaj) |  | 11 | no |  |  |  | Excess(+) | 1 | Full Conversion | INR | [40 empty] | #VALUE! | #VALUE! | #VALUE!
6 | PA System | [7 empty] | 1
6.01 | od120583/2024_2025 : Supplying, installation, testing &amp; commissioning of Wired microphone including 15mtr code and all &lt;br&gt;Accessories , mic should be of standard make like ahuja or equivalent make |  | 1 | no |  |  |  | Excess(+) | 1 | Full Conversion | INR | [40 empty] | #VALUE! | #VALUE! | #VALUE!
6.02 | od120584/2024_2025 : Supplying, installation, testing &amp; commissioning of 1 set Wireless microphone system including all &lt;br&gt;Accessories , mic should be of standard make like ahuja or equivalent make |  | 1 | no |  |  |  | Excess(+) | 1 | Full Conversion | INR | [40 empty] | #VALUE! | #VALUE! | #VALUE!
6.03 | od120585/2024_2025 : Supply and fixing 160 watts ,5mic, 2 aux input Amplifier with Built in Digital Player (Mp3 player with &lt;br&gt;USB ),Shoud be of stand make like AHUJA or equilent |  | 1 | no |  |  |  | Excess(+) | 1 | Full Conversion | INR | [40 empty] | #VALUE! | #VALUE! | #VALUE!
6.04 | od120586/2024_2025 : Supply and drawing the 2 core 1.00 sq. mm. of multi-core PVC insulated &amp;amp; PVC sheathed 650/1100 &lt;br&gt;V grade copper conductor round flexible speaker cables conforming to IS 694 part I 1960 in the existing &lt;br&gt;surface / recess conduit as required including giving necessary connections of the following sizes. |  | 520 | metre |  |  |  | Excess(+) | 1 | Full Conversion | INR | [40 empty] | #VALUE! | #VALUE! | #VALUE!
7 | Lightning Protection System | [7 empty] | 1
7.01 | 6.2 : Providing and fixing of lightning conductor finial, made of 25 mm dia 300 mm long, G.I. tube,having single prong at top, with 85 mm dia 6 mm thick G.I. base plate including holes etc. complete as required. |  | 2 | each |  |  |  | Excess(+) | 1 | Full Conversion | INR | [40 empty] | #VALUE! | #VALUE! | #VALUE!
7.02 | 6.4 : Jointing copper / G.I. tape (with another copper/ G I tape, base of the finial or any other metallic object) by riveting / nut bolting/ sweating and soldering etc as required. |  | 2 | each |  |  |  | Excess(+) | 1 | Full Conversion | INR | [40 empty] | #VALUE! | #VALUE! | #VALUE!
7.03 | 6.7 : Providing and fixing G.I. tape 20 mm X 3 mm thick on parapet or surface of wall for lightning conductor complete as required.(For horizontal run) |  | 80 | metre |  |  |  | Excess(+) | 1 | Full Conversion | INR | [40 empty] | #VALUE! | #VALUE! | #VALUE!
7.04 | 6.8 : Providing and fixing G.I. tape 20 mm X 3 mm thick on parapet or surface of wall for lightning conductor complete as required.(For vertical run) |  | 50 | metre |  |  |  | Excess(+) | 1 | Full Conversion | INR | [40 empty] | #VALUE! | #VALUE! | #VALUE!
7.05 | 6.12 : Providing and fixing testing joint, made of 20 mm X 3 mm thick G.I. strip, 125 mm long, with 4 nos. of G.I. bolts, nuts, chuck nuts and spring washers etc. complete as required. |  | 2 | each |  |  |  | Excess(+) | 1 | Full Conversion | INR | [40 empty] | #VALUE! | #VALUE! | #VALUE!
7.06 | 14.13.1 : Providing, laying and fixing following dia G.I. pipe (medium class) in ground complete with G.I. fittings including trenching (75 cm deep)and re-filling etc as required50 mm dia |  | 10 | metre |  |  |  | Excess(+) | 1 | Full Conversion | INR | [40 empty] | #VALUE! | #VALUE! | #VALUE!
8 | CCTV | [7 empty] | 1
8.01 | od121100/2024_2025 : supply and drawing of 5 mtr HDMI cable on surface/recessed for CCTV NVR to TV |  | 1 | no |  |  |  | Excess(+) | 1 | Full Conversion | INR | [40 empty] | #VALUE! | #VALUE! | #VALUE!
8.02 | od121101/2024_2025 : Supply and fixing 600VA UPS with inbuild Battery for CCTV Etc as required |  | 1 | no |  |  |  | Excess(+) | 1 | Full Conversion | INR | [40 empty] | #VALUE! | #VALUE! | #VALUE!
8.03 | od121102/2024_2025 : Supply, Fixing, Installation ,testing and Commissioning of &lt;br&gt;138 cm (55 inch) LED Smart TV Resolution : Ultra HD (4K) 3840 x 2160 Pixels 3GP, Asf, AVI, MKV, &lt;br&gt;MOV, MP4, MPEG-1, MPEG2TS, TS, VOB, WMV and audio format supported AAC, LPCM, MP3, WAV, &lt;br&gt;WMA, with Connectivity USB- 1 Digital Audio Output 1 Optical HDMI- 3, (Sony/Samsung/LG) |  | 2 | no |  |  |  | Excess(+) | 1 | Full Conversion | INR | [40 empty] | #VALUE! | #VALUE! | #VALUE!
8.04 | od121103/2024_2025 : Supply, Fixing, Installation ,testing and Commissioning of 32 Inch, LED Smart TV with Resolution - HD &lt;br&gt;Display, 1920 x 1080 Pixels having Video Formats Supported 3GP, Asf, AVI, MKV, MOV, MP4, MPEG-1, &lt;br&gt;MPEG2TS, TS, VOB, WMV and audio format supported AAC, LPCM, MP3, WAV, WMA, With at least 2 &lt;br&gt;USB, 2 HDMI and AV Connectivity ports (Sony/Samsung/LG) |  | 1 | no |  |  |  | Excess(+) | 1 | Full Conversion | INR | [40 empty] | #VALUE! | #VALUE! | #VALUE!
8.05 | od121104/2024_2025 : Supply, conveyance, Installation, testing and commissioning of 4 MP IP Bullet Camera ncluding PVC &lt;br&gt;box connections etc as required ( Hikevision or equvalent) |  | 22 | no |  |  |  | Excess(+) | 1 | Full Conversion | INR | [40 empty] | #VALUE! | #VALUE! | #VALUE!
8.06 | od121105/2024_2025 : Supply, conveyance, Installation, testing and commissioning of 4 MP IP Dome Camera including PVC &lt;br&gt;box connections etc as required ( Hikevision or equvalent) |  | 2 | no |  |  |  | Excess(+) | 1 | Full Conversion | INR | [40 empty] | #VALUE! | #VALUE! | #VALUE!
8.07 | od121106/2024_2025 : Supply &amp; Crimping D-Link RJ 45 Cable Connector |  | 60 | no |  |  |  | Excess(+) | 1 | Full Conversion | INR | [40 empty] | #VALUE! | #VALUE! | #VALUE!
8.08 | od121107/2024_2025 : Supply, conveyance, Installation, testing and commissioning of 16 Port 10/100/1000 mbps network&lt;br&gt;switch of make Dlink or equivalent |  | 2 | no |  |  |  | Excess(+) | 1 | Full Conversion | INR | [40 empty] | #VALUE! | #VALUE! | #VALUE!
8.09 | od121108/2024_2025 : Supply, conveyance, Installation, testing and commissioning Network video Recorder up to 32 Channel&lt;br&gt;with Duel codec which can accommade 4 MB Camera ( Hikevision or equvalent) |  | 1 | no |  |  |  | Excess(+) | 1 | Full Conversion | INR | [40 empty] | #VALUE! | #VALUE! | #VALUE!
8.1 | od121109/2024_2025 : Supply, conveyance, Installation, testing and commissioning of fully loaded network rack of make Dlink&lt;br&gt;or equvalent of size 6U |  | 1 | no |  |  |  | Excess(+) | 1 | Full Conversion | INR | [40 empty] | #VALUE! | #VALUE! | #VALUE!
8.11 | od121110/2024_2025 : Supply, conveyance, Installation, testing and commissioning 4 TB Hard Disk - etc. complete Thoshiba or&lt;br&gt;equavalent |  | 2 | no |  |  |  | Excess(+) | 1 | Full Conversion | INR | [40 empty] | #VALUE! | #VALUE! | #VALUE!
9 | Plumbing works | [7 empty] | 1
9.01 | 18.36.1 : Constructing masonry chamber 60x60x75 cm inside, in brick work in cement mortar 1:4 (1 cement : 4 coarse sand) for fire hydrants, with C.I surface box 350x350 mm top and 165 mm deep (inside) with chained lid and RCC top slab 1:2:4 mix (1 cement : 2 coarse sand : 4 grades stone aggregate 20 mm nominal size), i/c necessary excavation, foundation concrete 1:5:10 (1 cement : 5 fine sand: 10 graded stone aggregate 40 mm nominal size) and inside plastering with cement mortar 1:3 (1 cement : 3 coarse sand) 12 mm thick, finished with a floating coat of neat cement complete as per standard design:With common burnt clay F.P.S. (non modular) bricks of class designation 7.5 |  | 5 | each |  |  |  | Excess(+) | 1 | Full Conversion | INR | [40 empty] | #VALUE! | #VALUE! | #VALUE!
9.02 | 50.18.8.3.2 : Providing and fixing PVC pipes, fittings including fixing the pipe with clamps at 1.00 m spacing. This includes jointing of pipes & fittings with one step PVC solvent cement and testing of joints complete as per direction of Engineer-in-Charge. Concealed work, including cutting chases and making good the wall etc. 25 mm pipe 10kgf /cm2 |  | 150 | metre |  |  |  | Excess(+) | 1 | Full Conversion | INR | [40 empty] | #VALUE! | #VALUE! | #VALUE!
9.03 | 50.18.8.4.2 : Providing and fixing PVC pipes, fittings including fixing the pipe with clamps at 1.00 m spacing. This includes jointing of pipes & fittings with one step PVC solvent cement and testing of joints complete as per direction of Engineer-in-Charge. Concealed work, including cutting chases and making good the wall etc. 32 mm pipe 6Kgf/cm2 |  | 150 | metre |  |  |  | Excess(+) | 1 | Full Conversion | INR | [40 empty] | #VALUE! | #VALUE! | #VALUE!
9.04 | 50.18.8.5.2 : Providing and fixing PVC pipes, fittings including fixing the pipe with clamps at 1.00 m spacing. This includes jointing of pipes & fittings with one step PVC solvent cement and testing of joints complete as per direction of Engineer-in-Charge. Concealed work, including cutting chases and making good the wall etc. 40 mm pipe 6Kgf/cm2 |  | 150 | metre |  |  |  | Excess(+) | 1 | Full Conversion | INR | [40 empty] | #VALUE! | #VALUE! | #VALUE!
9.05 | 50.18.8.6.2 : Providing and fixing PVC pipes, fittings including fixing the pipe with clamps at 1.00 m spacing. This includes jointing of pipes & fittings with one step PVC solvent cement and testing of joints complete as per direction of Engineer-in-Charge. Concealed work, including cutting chases and making good the wall etc. 50 mm pipe 6 kgf/cm2 |  | 150 | metre |  |  |  | Excess(+) | 1 | Full Conversion | INR | [40 empty] | #VALUE! | #VALUE! | #VALUE!
9.06 | 50.18.8.7.1 : Providing and fixing PVC pipes, fittings including fixing the pipe with clamps at 1.00 m spacing. This includes jointing of pipes with one step PVC solvent cement and testing of joints complete as per direction of Engineer-in-Charge. Concealed work including cutting chases and making good the wall etc. 63 mm pipe 6 Kgf/cm2 |  | 150 | metre |  |  |  | Excess(+) | 1 | Full Conversion | INR | [40 empty] | #VALUE! | #VALUE! | #VALUE!
9.07 | 50.18.8.8.1 : Providing and fixing PVC pipes, fittings including fixing the pipe with clamps at 1.00 m spacing. This includes jointing of pipes with one step PVC solvent cement and testing of joints complete as per direction of Engineer-in-Charge. Concealed work, including cutting chases and making good the wall etc. 75 mm pipe 6 Kgf/cm2 |  | 150 | metre |  |  |  | Excess(+) | 1 | Full Conversion | INR | [40 empty] | #VALUE! | #VALUE! | #VALUE!
9.08 | 50.18.8.9.1 : Providing and fixing PVC pipes, fittings including fixing the pipe with clamps at 1.00 m spacing. This includes jointing of pipes with one step PVC solvent cement and testing of joints complete as per direction of Engineer-in-Charge. Concealed work, including cutting chased and making good the wall etc. 110 mm pipe 6kgf/cm2 |  | 150 | metre |  |  |  | Excess(+) | 1 | Full Conversion | INR | [40 empty] | #VALUE! | #VALUE! | #VALUE!
9.09 | 50.18.9.20.1 : Providing and fixing PVC moulded fittings/ accessories for Rigid PVC pipes, including jointing with PVC solvent cement - 63 mm dia Elbow |  | 10 | no |  |  |  | Excess(+) | 1 | Full Conversion | INR | [40 empty] | #VALUE! | #VALUE! | #VALUE!
9.1 | 50.18.9.20.2 : Providing and fixing PVC moulded fittings/ accessories for Rigid PVC pipes, including jointing with PVC solvent cement -63 dia 45 degree Elbow |  | 8 | no |  |  |  | Excess(+) | 1 | Full Conversion | INR | [40 empty] | #VALUE! | #VALUE! | #VALUE!
9.11 | 50.18.9.20.3 : Providing and fixing PVC moulded fittings /accessories for Rigid PVC pipes, including jointing with PVC solvent cement - 63 mm dia Door Elbow |  | 8 | no |  |  |  | Excess(+) | 1 | Full Conversion | INR | [40 empty] | #VALUE! | #VALUE! | #VALUE!
9.12 | 50.18.9.20.5 : Providing and fixing PVC moulded fittings/accessories for Rigid PVC pipes including jointing with PVC solvent cement - 63x63x63 mm dia Tee |  | 8 | no |  |  |  | Excess(+) | 1 | Full Conversion | INR | [40 empty] | #VALUE! | #VALUE! | #VALUE!
9.13 | 50.18.9.20.10 : Providing and fixing PVC moulded fittings/accessories for Rigid PVC pipes, including jointing with PVC solvent cement - 63x50 mm dia Reducer |  | 8 | no |  |  |  | Excess(+) | 1 | Full Conversion | INR | [40 empty] | #VALUE! | #VALUE! | #VALUE!
9.14 | 50.18.9.21 : Providing and fixing PVC moulded fittings/accessories for Rigid PVC pipes, including jointing with PVC solvent cement - 75 mm dia Elbow |  | 8 | no |  |  |  | Excess(+) | 1 | Full Conversion | INR | [40 empty] | #VALUE! | #VALUE! | #VALUE!
9.15 | 50.18.9.21.2 : Providing and fixing PVC moulded fittings/accessories for Rigid PVC pipes, including jointing with PVC solvent cement -75 mm dia 45 degree Elbow |  | 8 | no |  |  |  | Excess(+) | 1 | Full Conversion | INR | [40 empty] | #VALUE! | #VALUE! | #VALUE!
9.16 | 50.18.9.21.3 : Providing and fixing PVC moulded fittings / accessories for Rigid PVC pipes, including jointing with PVC solvent cement -75 mm dia Door Elbow |  | 8 | no |  |  |  | Excess(+) | 1 | Full Conversion | INR | [40 empty] | #VALUE! | #VALUE! | #VALUE!
9.17 | 50.18.9.21.4 : Providing and fixing PVC moulded fittings/ accessories for Rigid PVC pipes, including jointing with PVC solvent cement - 75 mm dia Bend |  | 10 | no |  |  |  | Excess(+) | 1 | Full Conversion | INR | [40 empty] | #VALUE! | #VALUE! | #VALUE!
9.18 | 50.18.9.22.1 : Providing and fixing PVC moulded fittings/ accessories for Rigid PVC pipes, including jointing with PVC solvent cement - 110 mm dia Elbow |  | 10 | no |  |  |  | Excess(+) | 1 | Full Conversion | INR | [40 empty] | #VALUE! | #VALUE! | #VALUE!
9.19 | 50.18.9.22.2 : Providing and fixing PVC moulded fittings / accessories for Rigid PVC pipes, including jointing with PVC solvent cement - 110 mm dia 45 degree Elbow |  | 10 | no |  |  |  | Excess(+) | 1 | Full Conversion | INR | [40 empty] | #VALUE! | #VALUE! | #VALUE!
9.2 | 50.18.9.22.8 : Providing and fixing PVC moulded fittings /accessories for Rigid PVC pipes, including jointing with PVC solvent cement -110 mm dia Vent cowl |  | 8 | no |  |  |  | Excess(+) | 1 | Full Conversion | INR | [40 empty] | #VALUE! | #VALUE! | #VALUE!
10 | Sanitary Fittings | [7 empty] | 1
10.01 | 17.2.1 : Providing and fixing white vitreous china pedestal type water closet (European type W.C. pan) with seat and lid, 10 litre low level white P.V.C. flushing cistern, including flush pipe, with manually controlled device (handle lever), conforming to IS : 7231, with all fittings and fixtures complete, including cutting and making good the walls and floors wherever required:W.C. pan with ISI marked white solid plastic seat and lid |  | 9 | each |  |  |  | Excess(+) | 1 | Full Conversion | INR | [40 empty] | #VALUE! | #VALUE! | #VALUE!
10.02 | 17.7.2 : Providing and fixing wash basin with C.I. brackets, 15 mm C.P. brass pillar taps, 32 mm C.P. brass waste of standard pattern, including painting of fittings and brackets, cutting and making good the walls wherever require:White Vitreous China Wash basin size 630 x 450 mm with a single 15 mm C.P. brass pillar tap |  | 8 | each |  |  |  | Excess(+) | 1 | Full Conversion | INR | [40 empty] | #VALUE! | #VALUE! | #VALUE!
10.03 | 17.28.2.1 : Flexible pipe32 mm dia |  | 34 | each |  |  |  | Excess(+) | 1 | Full Conversion | INR | [40 empty] | #VALUE! | #VALUE! | #VALUE!
10.04 | 17.70.2 : Providing and fixing PTMT Bottle Trap for Wash basin and sink.Bottle trap 38 mm single piece moulded with height of 270 mm, effective length of tail pipe 260 mm from the center of the waste coupling, 77 mm breadth with 25 mm minimum water seal, weighing not less than 263 gms |  | 8 | each |  |  |  | Excess(+) | 1 | Full Conversion | INR | [40 empty] | #VALUE! | #VALUE! | #VALUE!
10.05 | 17.71 : Providing and fixing PTMT liquid soap container 109 mm wide, 125 mm high and 112 mm distance from wall of standard shape with bracket of the same materials with snap fittings of approved quality and colour, weighing not less than 105 gms |  | 15 | each |  |  |  | Excess(+) | 1 | Full Conversion | INR | [40 empty] | #VALUE! | #VALUE! | #VALUE!
10.06 | 17.73.1 : Providing and fixing PTMT towel rail complete with brackets fixed to wooden cleats with CP brass screws with concealed fitting arrangement of approved quality and colour450 mm long towel rail with total length of 495 mm, 78 mm wide and effective height of 88 mm. weighing not less than 170 gms |  | 9 | no |  |  |  | Excess(+) | 1 | Full Conversion | INR | [40 empty] | #VALUE! | #VALUE! | #VALUE!
10.07 | 18.15.2 : Providing and fixing brass bib cock of approved quality :20 mm nominal bore |  | 8 | each |  |  |  | Excess(+) | 1 | Full Conversion | INR | [40 empty] | #VALUE! | #VALUE! | #VALUE!
10.08 | 18.51.1 : Providing and fixing C.P. brass long body bib cock of approved quality conforming to IS standards and weighing not less than 690 gms.15 mm nominal bore |  | 34 | each |  |  |  | Excess(+) | 1 | Full Conversion | INR | [40 empty] | #VALUE! | #VALUE! | #VALUE!
10.09 | 18.53.1 : Providing and fixing C.P. brass angle valve for basin mixer and geyser points of approved quality conforming to IS: 893115 mm nominal bore |  | 34 | each |  |  |  | Excess(+) | 1 | Full Conversion | INR | [40 empty] | #VALUE! | #VALUE! | #VALUE!
10.1 | 18.58.2.1 : Providing and fixing PTMT grating of approved quality and colour.Rectangular type with openable circular lid150 mm nominal size square 100 mm diameter of the inner hinged round grating |  | 13 | each |  |  |  | Excess(+) | 1 | Full Conversion | INR | [40 empty] | #VALUE! | #VALUE! | #VALUE!
10.11 | 50.17.1.4 : Supplying and fixing CP Health faucet good quality including cost of materials and labour charges etc. complete as per the direction of site engineer-in-charge. |  | 9 | no |  |  |  | Excess(+) | 1 | Full Conversion | INR | [40 empty] | #VALUE! | #VALUE! | #VALUE!
10.12 | 17.23 : Providing and fixing white vitreous china flat back or wall corner type lipped front urinal basin of 430x260x350 mm or 340x410x265 mm sizes respectively. |  | 17 | each |  |  |  | Excess(+) | 1 | Full Conversion | INR | [40 empty] | #VALUE! | #VALUE! | #VALUE!
10.13 | 17.76.1 : Providing and fixing PTMT urinal cock of approved quality and colour.15 mm nominal bore, 80 mm long 42 mm high and 30 mm wide with BSP female threads weighing not less than 48 gms . |  | 17 | each |  |  |  | Excess(+) | 1 | Full Conversion | INR | [40 empty] | #VALUE! | #VALUE! | #VALUE!
Total in Figures | [51 empty] | #VALUE! | #VALUE! | #VALUE! | 4 | Construction of chamber for 100mm sluice plates | item5 | 10 | Nos
Quoted Rate in Figures |  |  |  | Select | [47 empty] | 0 | 0 | #VALUE!
Quoted Rate in Words |  | #VALUE!
Validate
Print
Help

## Macros
Please Enable Macros to View BoQ information