## BoQ1 (hidden)
Item Rate BoQ
BoQ_Ver3.0 | Item Rate | Normal | INR Only | INR
Select, Excess (+), Less (-) |  | Less (-)
Tender Inviting Authority: WAPCOS Limited
Work Name : TH Santhivila, Trivandrum
Contract No: WAP/INFRA/KERALA/2025/SANA/500
Bidder Name :
PRICE SCHEDULE (This BOQ template must not be modified/replaced by the bidder and the same should be uploaded after filling the relevent columns, else the bidder is liable to be rejected for this tender. Bidders are allowed to enter the Bidder Name and Values only )
NUMBER # | TEXT # | TEXT # | NUMBER # | TEXT # | NUMBER | NUMBER | TEXT | TEXT # | NUMBER # | TEXT# | TEXT # | NUMBER # | NUMBER | NUMBER | NUMBER | NUMBER | TEXT | TEXT | NUMBER | NUMBER | NUMBER | NUMBER | TEXT | TEXT | NUMBER | NUMBER | NUMBER | NUMBER | TEXT | TEXT | NUMBER | NUMBER | NUMBER | NUMBER | TEXT | TEXT | NUMBER | NUMBER | NUMBER | NUMBER | TEXT | TEXT | NUMBER | NUMBER | NUMBER # | NUMBER # | TEXT | TEXT | NUMBER # | NUMBER # | DATE | NUMBER # | NUMBER # | TEXT #
Sl. No. | Item Description | Item Code / Make | Quantity | Units | Estimated Rate |  |  | Addition / Deduction | Addition / Deduction Values | Currency Convertion against each Item | Quoted Currency in INR / Other Currency | BASIC RATE In Figures To be entered by the Bidder Rs. P | Excise Duty | VAT | Freight Charges ( Unloading & Stacking) | Any Other Taxes/Duties/Levies |  |  | Other Taxes 2 | IIIrd Party i.e DGS&D / RITES etc Inspection Charges @0.34%+Service Tax | Less for Cenvat Credit,if any respect of Supplies Under full Excise Duty Category | [30 empty] | TOTAL AMOUNT Without Taxes | TOTAL AMOUNT With Taxes | TOTAL AMOUNT In Words
1 | 2 | 3 | 4 | 5 | 6 | 7 | 8 | 9 | 10 | 11 | 12 | 13 | 14 | 15 | 16 | 17 | 18 | 19 | 20 | 21 | 22 | 23 | 24 | 25 | 26 | 27 | 28 | 29 | 30 | 31 | 32 | 33 | 34 | 35 | 36 | 37 | 38 | 39 | 40 | 41 | 42 | 43 | 44 | 45 | 46 | 47 | 48 | 49 | 50 | 51 | 52 | 53 | 54 | 55
1 | CIVIL WORKS | BI01010001010000000000000515BI0100001113 | [6 empty] | 1 | [45 empty] | 1.01 | Supplying, Conveying and fixing spls. Including eart | item1 | 123.223 | Nos
1.01 | 2.32 : Clearing grass and removal of the rubbish up to a distance of 50 m outside the periphery of the area cleared. |  | 880 | sqm |  |  |  | Excess(+) | 1 | Full Conversion | INR | [40 empty] | #VALUE! | #VALUE! | #VALUE! | 1.02 | Construction of chamber for 100mm sluice plates | item2 | 213 | Nos
1.02 | 2.6.1 : Earth work in excavation by mechanical means (Hydraulic excavator)/manual means over areas (exceeding 30 cm in depth, 1.5 m in width as well as 10 sqm on plan) including disposal of excavated earth, lead up to 50 m and lift up to 1.5 m, disposed earth to be levelled and neatly dressed.All kinds of soil |  | 1304.668 | cum |  |  |  | Excess(+) | 1 | Full Conversion | INR | [40 empty] | #VALUE! | #VALUE! | #VALUE! | 2 | Construction of chamber for 100mm sluices valve | item3 | 10 | Nos
1.03 | 2.26.1 : Extra for every additional lift 1.5 m or part there of in excavation / banking excavated or stacked materials.All kinds of soil |  | 767.342 | cum |  |  |  | Excess(+) | 1 | Full Conversion | INR | [40 empty] | #VALUE! | #VALUE! | #VALUE!
1.04 | 2.33.1 : Felling trees of the girth (measured at a height of 1 m above ground level) including cutting of trunks and branches, removing the roots and stacking of serviceable material and disposal of unserviceable material.Beyound 30 cm girth up to and including 60 cm girth |  | 8 | each |  |  |  | Excess(+) | 1 | Full Conversion | INR | [40 empty] | #VALUE! | #VALUE! | #VALUE!
1.05 | 2.25 : Filling available excavated earth (excluding rock) in trenches, plinth, sides of foundations etc. in layers not exceeding 20 cm in depth, consolidating each deposited layer by ramming and watering, lead up to 50 m and lift up to 1.5 m.Filling available excavated earth (excluding rock) in trenches, plinth, sides of foundation etc. in layers not exceeding 20 cm in depth, consolidating each deposited layer by ramming and watering, lead up to 50 m and lift up to 1.5 m. |  | 608.084 | cum |  |  |  | Excess(+) | 1 | Full Conversion | INR | [40 empty] | #VALUE! | #VALUE! | #VALUE!
1.06 | 2.34.1 : Supplying chemical emulsion in sealed containers including delivery as specified.Chlorpyriphos / Lindane emulsifiable concentrate of 20% |  | 525.35 | Litre |  |  |  | Excess(+) | 1 | Full Conversion | INR | [40 empty] | #VALUE! | #VALUE! | #VALUE!
1.07 | 2.35.4.1 : Diluting and injecting chemical emulsion for POST -CONSTRUCTIONAL anti-termite treatment (excluding the cost of chemical emulsion):Treatment of existing masonry using chemical emulsion @ one litre per hole at 300 mm interval including drilling holes at 45 degree and plugging them with cement mortar 1:2 (1 cement :2 coarse sand ) to the full depth of the hole:With Chlorpyriphos /Lindane E.C 20% with 1% concentration |  | 525.35 | metre |  |  |  | Excess(+) | 1 | Full Conversion | INR | [40 empty] | #VALUE! | #VALUE! | #VALUE!
1.08 | 4.1.3 : Providing and laying in position cement concrete of specified grade excluding the cost of centering and shuttering - All work up to plinth level:1:2:4 (cement : 2 coarse sand : 4 graded stone aggregate 20 mm nominal size) |  | 35.422 | cum |  |  |  | Excess(+) | 1 | Full Conversion | INR | [40 empty] | #VALUE! | #VALUE! | #VALUE!
1.09 | 4.1.8 : Providing and laying in position cement concrete of specified grade excluding the cost of centering and shuttering - All work up to plinth level:1:4:8 (1 cement : 4 coarse sand : 8 graded stone aggregate 40 nominal size) |  | 39.23 | cum |  |  |  | Excess(+) | 1 | Full Conversion | INR | [40 empty] | #VALUE! | #VALUE! | #VALUE!
1.1 | 4.11 : Providing and laying damp-proof course 50 mm thick with cement concrete 1:2:4(1 cement : 2 coarse sand : 4 graded stone aggregate 20 mm nominal size). |  | 2.201 | sqm |  |  |  | Excess(+) | 1 | Full Conversion | INR | [40 empty] | #VALUE! | #VALUE! | #VALUE!
1.11 | od35777/2023_2024 : Providing &amp; applying a coat of residual petroleum bitumen of grade of VG-10&lt;br&gt;of approved quality using 1.7kg per square metre on damp proof course after&lt;br&gt;cleaning the surface with brushes and finally with apiece of cloth lightly&lt;br&gt;soaked in kerosene oil. |  | 2.201 | sqm |  |  |  | Excess(+) | 1 | Full Conversion | INR | [40 empty] | #VALUE! | #VALUE! | #VALUE!
1.12 | 5.9.1 : Centering and shuttering including strutting, etc. and removal of form for:Foundations, footings, bases of columns, etc for mass concrete |  | 386.021 | sqm |  |  |  | Excess(+) | 1 | Full Conversion | INR | [40 empty] | #VALUE! | #VALUE! | #VALUE!
1.13 | 5.9.2 : Centering and shuttering including strutting, etc. and removal of form for:Walls (any thickness) including attached pilasters, butteresses, plinth and string courses etc. |  | 661.44 | sqm |  |  |  | Excess(+) | 1 | Full Conversion | INR | [40 empty] | #VALUE! | #VALUE! | #VALUE!
1.14 | 5.9.3 : Centering and shuttering including strutting, etc. and removal of form for:Suspended floors, roofs, landings, balconies and access platform |  | 1719.585 | sqm |  |  |  | Excess(+) | 1 | Full Conversion | INR | [40 empty] | #VALUE! | #VALUE! | #VALUE!
1.15 | 5.9.5 : Centering and shuttering including strutting, etc. and removal of form for:Lintels, beams, plinth beams, girders bressumers and cantilevers |  | 279 | sqm |  |  |  | Excess(+) | 1 | Full Conversion | INR | [40 empty] | #VALUE! | #VALUE! | #VALUE!
1.16 | 5.9.6 : Centering and shuttering including strutting, etc. and removal of form for:Columns, Pillars, Piers, Abutments, Posts and Struts |  | 787.503 | sqm |  |  |  | Excess(+) | 1 | Full Conversion | INR | [40 empty] | #VALUE! | #VALUE! | #VALUE!
1.17 | 5.9.7 : Centering and shuttering including strutting, etc. and removal of form for:Stairs, (excluding landings ) except spiral - staircases) |  | 48.526 | sqm |  |  |  | Excess(+) | 1 | Full Conversion | INR | [40 empty] | #VALUE! | #VALUE! | #VALUE!
1.18 | 5.9.16.1 : Centering and shuttering including strutting, etc. and removal of form for:Edges of slabs and breaks in floors and wallsUnder 20 cm wide |  | 110 | metre |  |  |  | Excess(+) | 1 | Full Conversion | INR | [40 empty] | #VALUE! | #VALUE! | #VALUE!
1.19 | 5.9.19 : Centering and shuttering including strutting, etc. and removal of form for:Weather shade, Chajjas, corbels etc., including edges |  | 258.75 | sqm |  |  |  | Excess(+) | 1 | Full Conversion | INR | [40 empty] | #VALUE! | #VALUE! | #VALUE!
1.2 | 5.11.1 : Extra additional height in centering, shuttering where ever required with adequate bracing, propping etc. including cost of de-shuttering and decentering at all levels, over a height of 3.5m, for every additional height of 1 metre or part thereof (Plan area to be measured).Suspended floors, roofs, landing, beams and balconies (Plan area to be measured) |  | 503.832 | sqm |  |  |  | Excess(+) | 1 | Full Conversion | INR | [40 empty] | #VALUE! | #VALUE! | #VALUE!
1.21 | 5.22.6 : Steel reinforcement for R.C.C work including straightening, cutting, bending, placing in position and binding all complete upto plinth levelThermo - Mechanically Treated bars of grade Fe-500D or more |  | 50566.776 | kilogram |  |  |  | Excess(+) | 1 | Full Conversion | INR | [40 empty] | #VALUE! | #VALUE! | #VALUE!
1.22 | 5.30 : Add for plaster drip course / groove in plastered surface or moulding to R.C.C. projections. |  | 380 | metre |  |  |  | Excess(+) | 1 | Full Conversion | INR | [40 empty] | #VALUE! | #VALUE! | #VALUE!
1.23 | od46609/2023_2024 : Providing and laying in position machine batched and machine mixed design mix&lt;br&gt;M-30 grade cement concrete for reinforced cement concrete work, using cement&lt;br&gt;content as per approved design mix, including pumping of concrete to site of laying&lt;br&gt;but excluding the cost of centering, shuttering, finishing and reinforcement,&lt;br&gt;including admixtures in recommended proportions as per IS: 9103 to accelerate,&lt;br&gt;retard setting of concrete, improve workability without impairing strength and&lt;br&gt;durability as per direction of Engineer-in-charge.&lt;br&gt;All works upto plinth level |  | 162.582 | cum |  |  |  | Excess(+) | 1 | Full Conversion | INR | [40 empty] | #VALUE! | #VALUE! | #VALUE!
1.24 | od46612/2023_2024 : Boring, providing and installation bored cast-in-situ reinforced cement concrete piles of grade M-30&lt;br&gt;of&lt;br&gt;specified diameter and length below pile cap, to carry a safe working load not less than&lt;br&gt;specified,&lt;br&gt;excluding the cost of steel reinforcement but including the cost of boring with bentonite&lt;br&gt;solution and&lt;br&gt;temporary casing of appropriate length for setting out and removal of same and the&lt;br&gt;length of the pile to&lt;br&gt;be embedded in the pile cap etc. by Crawler mounted, telescopic boom hydraulic&lt;br&gt;pilling Rig all complete,&lt;br&gt;including removal of excavated earth with all its lifts and leads (length of the pile&lt;br&gt;for payment shall be&lt;br&gt;measured up to the bottom of the pile cap).&lt;br&gt;Note: Truck Mounted rotary/TMR/Tube&lt;br&gt;well boring machine shall not be used.&lt;br&gt;500 mm dia piles |  | 910 | metre |  |  |  | Excess(+) | 1 | Full Conversion | INR | [40 empty] | #VALUE! | #VALUE! | #VALUE!
1.25 | od46613/2023_2024 : Boring, providing and installation bored cast-in-situ reinforced cement concrete piles of garde M-30 of&lt;br&gt;specified diameter and length below pile cap, to carry a safe working load not less than specified,&lt;br&gt;excluding the cost of steel reinforcement but including the cost of boring with bentonite solution and&lt;br&gt;temporary casing of appropriate length for setting out and removal of same and the length of the pile to&lt;br&gt;be embedded in the pile cap etc. by Crawler mounted, telescopic boom hydraulic pilling Rig all complete,&lt;br&gt;including removal of excavated earth with all its lifts and leads (length of pile for payment shall be&lt;br&gt;measured up to bottom of pile cap).&lt;br&gt;Note: Truck Mounted rotary/TMR/Tube well boring machine shall not be used.&lt;br&gt;600 mm dia piles |  | 182 | metre |  |  |  | Excess(+) | 1 | Full Conversion | INR | [40 empty] | #VALUE! | #VALUE! | #VALUE!
1.26 | od46607/2023_2024 : Providing and laying in position machine batched and machine mixed design mix&lt;br&gt;M-30 grade cement concrete for reinforced cement concrete work, using cement&lt;br&gt;content as per approved design mix, including pumping of concrete to site of laying&lt;br&gt;but excluding the cost of centering, shuttering, finishing and reinforcement,&lt;br&gt;including admixtures in recommended proportions as per IS: 9103 to accelerate,&lt;br&gt;retard setting of concrete, improve workability without impairing strength and&lt;br&gt;durability as per direction of Engineer-in-charge.&lt;br&gt;All works above plinth level upto floor V level |  | 481.878 | cum |  |  |  | Excess(+) | 1 | Full Conversion | INR | [40 empty] | #VALUE! | #VALUE! | #VALUE!
1.27 | 20.6.2.1 : Vertical load testing of piles in accordance with IS 2911( Part IV) including installation of loading platform and preparation of pile head or construction of test cap and dismantling of test cap after test etc. complete as per specification & the direction of engineer -in-Charge.Single pile above 50 tonne and upto 100 tonne capacityInitial test |  | 1 | per test |  |  |  | Excess(+) | 1 | Full Conversion | INR | [40 empty] | #VALUE! | #VALUE! | #VALUE!
1.28 | 20.6.2.2 : Vertical load testing of piles in accordance with IS 2911( Part IV) including installation of loading platform and preparation of pile head or construction of test cap and dismantling of test cap after test etc. complete as per specification & the direction of engineer -in-Charge.Single pile above 50 tonne and upto 100 tonne capacityRoutine test |  | 2 | per test |  |  |  | Excess(+) | 1 | Full Conversion | INR | [40 empty] | #VALUE! | #VALUE! | #VALUE!
1.29 | 5.22A.6 : Steel reinforcement for R.C.C work including straightening, cutting, bending, placing in position and binding all complete above plinth level.Thermo - Mechanically Treated bars of grade Fe-500D or more |  | 56425.858 | kg |  |  |  | Excess(+) | 1 | Full Conversion | INR | [40 empty] | #VALUE! | #VALUE! | #VALUE!
1.3 | 6.13.1 : Half brick masonry with common burnt clay F.P.S. (non modular) bricks of class designation 7.5 in superstructure above plinth level up to floor V level.Cement mortar 1:3 (1 cement : 3 coarse sand) |  | 27.943 | sqm |  |  |  | Excess(+) | 1 | Full Conversion | INR | [40 empty] | #VALUE! | #VALUE! | #VALUE!
1.31 | 6.15 : Extra for providing and placing in position 2 Nos 6 mm dia M.S bars at every third course of half brick masonry. |  | 27.943 | sqm |  |  |  | Excess(+) | 1 | Full Conversion | INR | [40 empty] | #VALUE! | #VALUE! | #VALUE!
1.32 | 50.6.1.1 : Solid block masonry using pre cast solid blocks ( factory made) of size 40x20x20cm or nearest available size confirming to IS 2185 part 1 of 1979 for foundation and plinth with thickness 20 cm and above in: CM 1:6 ( 1 cement : 6 coarse sand) etc complete |  | 12.6 | cum |  |  |  | Excess(+) | 1 | Full Conversion | INR | [40 empty] | #VALUE! | #VALUE! | #VALUE!
1.33 | 50.6.1.2 : Solid block masonry using pre cast solid blocks (Factory made) of size 40x20x20cm or nearest available size confirming to IS 2185 part I of 1979 for super structure up to floor two level thickness 20cm and above in: CM 1:6 ( 1 cement: 6 coarse sand) etc complete. |  | 286.463 | cum |  |  |  | Excess(+) | 1 | Full Conversion | INR | [40 empty] | #VALUE! | #VALUE! | #VALUE!
1.34 | 50.6.1.3 : Solid block masonry using pre cast solid blocks (Factory made) of size 40x20x20cm or nearest available size confirming to IS 2185 Part I of 1979 for super structure above floor two level up to floor V level thickness 20cm and above in: CM 1:6 ( 1 cement :6 coarse sand) etc complete |  | 43.9 | cum |  |  |  | Excess(+) | 1 | Full Conversion | INR | [40 empty] | #VALUE! | #VALUE! | #VALUE!
1.35 | 13.1.1 : 12 mm cement plaster of mix:1:4 ( 1 cement : 4 fine sand) |  | 2253.703 | sqm |  |  |  | Excess(+) | 1 | Full Conversion | INR | [40 empty] | #VALUE! | #VALUE! | #VALUE!
1.36 | 13.10 : 15 mm cement plaster 1:3 ( 1 cement :3 coarse sand) finished with a floating coat of neat cement on the rough side of single or half brick wall. |  | 187.831 | sqm |  |  |  | Excess(+) | 1 | Full Conversion | INR | [40 empty] | #VALUE! | #VALUE! | #VALUE!
1.37 | 13.11 : 18 mm cement plaster in two coats under layer 12 mm thick cement plaster 1:5 ( 1 cement : 5 coarse sand) finished with a top layer 6 mm thick cement plaster 1:6 ( 1 cement : 6 fine sand). |  | 1901.624 | sqm |  |  |  | Excess(+) | 1 | Full Conversion | INR | [40 empty] | #VALUE! | #VALUE! | #VALUE!
1.38 | 22.6 : Providing and laying water proofing treatment on roofs of slabs by applying cement slurry mixed with water proofing cement compound consisting of applying : a) after surface preparation, first layer of slurry of cement @ 0.488 kg/ sqm mixed with water proofing cement compound @ 0.253 kg/ sqm. laying second layer of fibre glass cloth when the first layer is still green. Overlaps of joints of fibre cloth should not be less than 10 cm. c) third layer of 1.5 mm thickness consisting of slurry of cement @ 1.289 kg/ sqm mixed with water proofing cement compound @ 0.670 kg/sqm and coarse sand @ 1.289 kg/sqm. This will be allowed to air cure for 4 hours followed by water curing for 48 hours. The entire treatment will be taken upto 30 cm on parapet wall and tucked into groove in parapet all around. d) fourth and final layer of brick tilling with cement mortar (which will be paid for separately. For the purpose of measurement the entire treated surface will be measured) |  | 662.46 | sqm |  |  |  | Excess(+) | 1 | Full Conversion | INR | [40 empty] | #VALUE! | #VALUE! | #VALUE!
1.39 | 13.16.1 : 6 mm cement plaster of mix:1:3 ( 1 cement : 3 fine sand) |  | 1831.025 | sqm |  |  |  | Excess(+) | 1 | Full Conversion | INR | [40 empty] | #VALUE! | #VALUE! | #VALUE!
1.4 | 13.22 : Extra for plastering exterior walls of height more than 10 m from ground level for every additional height of 3 m or part thereof. |  | 1111.6 | sqm |  |  |  | Excess(+) | 1 | Full Conversion | INR | [40 empty] | #VALUE! | #VALUE! | #VALUE!
1.41 | 13.43.1 : Applying one coat of water thinnable cement primer of approved brand and manufacture on wall surface:Water thinnable cement primer |  | 3164.06 | sqm |  |  |  | Excess(+) | 1 | Full Conversion | INR | [40 empty] | #VALUE! | #VALUE! | #VALUE!
1.42 | 13.47.1 : Finishing walls with Premium Acrylic Smooth exterior paint with Silicone additives of required shade:New work (Two or more coats applied @ 1.43 ltr/ 10 sqm over and including priming coat of exterior primer applied @ 2.20 kg/ 10 sqm) |  | 2418.316 | sqm |  |  |  | Excess(+) | 1 | Full Conversion | INR | [40 empty] | #VALUE! | #VALUE! | #VALUE!
1.43 | 13.60.1 : Wall painting with acrylic emulsion paint of approved brand and manufacture to give an even shade:Two or more coats on new work |  | 2660.228 | sqm |  |  |  | Excess(+) | 1 | Full Conversion | INR | [40 empty] | #VALUE! | #VALUE! | #VALUE!
1.44 | 13.114 : Melamine polishing on wood work (one or more coat). |  | 40.32 | sqm |  |  |  | Excess(+) | 1 | Full Conversion | INR | [40 empty] | #VALUE! | #VALUE! | #VALUE!
1.45 | 13.61.1 : Painting with synthetic enamel paint of approved brand and manufacture to give an even shade:Two or more coats on new work |  | 90 | sqm |  |  |  | Excess(+) | 1 | Full Conversion | INR | [40 empty] | #VALUE! | #VALUE! | #VALUE!
1.46 | 9.76 : Providing and fixing bright finished brass 100 mm mortice latch and lock with 6 levers and a pair of lever handles of approved quality with necessary screws etc. complete. |  | 24 | no |  |  |  | Excess(+) | 1 | Full Conversion | INR | [40 empty] | #VALUE! | #VALUE! | #VALUE!
1.47 | 9.117.1 : Providing and fixing factory made uPVC door frame made of uPVC extruded sections having an overall dimension as below (tolerance ±1 mm), with wall thickness 2.0mm (±0.2 mm), corners of the door frame to be jointed with galvanized brackets and stainless steel screws, joints mitred and plastic welded. The hinge side vertical of the frames reinforced by galvanized M.S. tube of size 19 x 19 mm and 1 mm (± 0.1 mm) wall thickness and 3 nos. stainless steel hinges fixed to the frame complete as per manufacturer's specification and direction of Engineer-in-chargeExtruded section profile size 48x40 mm |  | 90 | metre |  |  |  | Excess(+) | 1 | Full Conversion | INR | [40 empty] | #VALUE! | #VALUE! | #VALUE!
1.48 | 9.118.1 : Providing and fixing to existing door frames24 mm thick factory made PVC door shutters made of styles and rails of a uPVC hollow section of size 59x24 mm and wall thickness 2 mm (± 0.2 mm) with inbuilt edging on both sides. The styles and rails mitred and joint at the corners by means of M.S. galvanised/plastic brackets of size 75x220 mm having wall thickness 1.0 mm and stainless steel screws. The styles of the shutter reinforced by inserting galvanised M.S. tube of size 20x20 mm and 1 mm (± 0.1 mm) wall thickness. The lock rail made up of 'H' section, a uPVC hollow section of size 100x24 mm and 2 mm (± 0.2 mm) wall thickness,fixed to the shutter styles by means of plastic/galvanised M.S. 'U' cleats. The shutter frame filled with a uPVC multi-chambered single panel of size not less than 620 mm, having over all thickness of 20 mm and 1 mm (± 0.1 mm) wall thickness. The panels filled vertically and tie bar at two places by inserting horizontally 6 mm galvanised M.S. rod and fastened with nuts and washers, complete as per manufacturer's specification and direction of Engineer-in-charge( For W.C. and bathroom door shutter). |  | 30.243 | sqm |  |  |  | Excess(+) | 1 | Full Conversion | INR | [40 empty] | #VALUE! | #VALUE! | #VALUE!
1.49 | 9.21.1 : Providing and fixing ISI marked flush door shutters conforming to IS : 2202 (Part I) non- decorative Type, core of block board construction with frame of 1st class hard wood and well matched commercial 3 ply veneering with vertical grains or cross bands and face veneers on both faces of shutters:35 mm thick including ISI marked Stainless Steel butt hinges with necessary screws |  | 48.3 | sqm |  |  |  | Excess(+) | 1 | Full Conversion | INR | [40 empty] | #VALUE! | #VALUE! | #VALUE!
1.5 | 9.23 : Extra for providing lipping with 2nd class teak wood battens 25 mm minimum depth on all edges of flush door shutters (over all area of door shutter to be measured). |  | 48.3 | sqm |  |  |  | Excess(+) | 1 | Full Conversion | INR | [40 empty] | #VALUE! | #VALUE! | #VALUE!
1.51 | 9.24.1 : Extra for providing vision panel not exceeding 0.1 sqm in all type of flush doors (cost of glass excluded ) (overall area of door shutter to be measured):Rectangular or square |  | 73.501 | sqm |  |  |  | Excess(+) | 1 | Full Conversion | INR | [40 empty] | #VALUE! | #VALUE! | #VALUE!
1.52 | 10.28 : Providing and fixing stainless steel (Grade 304) railing made of Hollow tubes, channels, plates etc., including welding, grinding, buffing, polishing and making curvature (wherever required) and fitting the same with necessary stainless steel nuts and bolts complete, i/c fixing the railing with necessary accessories & stainless steel dash fasteners, stainless steel bolts etc., of required size on the top of the floor or the side of waist slab with suitable arrangement as per approval of Engineer-in-charge, (for payment purpose only weight of stainless steel members shall be considered excluding fixing accessories such as nuts, bolts, fasteners etc.) |  | 1046.132 | kg |  |  |  | Excess(+) | 1 | Full Conversion | INR | [40 empty] | #VALUE! | #VALUE! | #VALUE!
1.53 | 12.50 : Providing and fixing precoated galvanised iron profile sheets (size, shape and pitch of corrugation as approved by Engineer-in-charge) 0.50 mm (+0.05%), total coated thickness with zinc coating 120 grams per sqm as per IS: 277, in 240 mpa steel grade, 5-7 microns epoxy primer on both side of the sheet and polyester top coat 15-18 microns. Sheet should have protective guard film of 25 microns minimum to avoid scratches during transportation and should be supplied in single length upto 12 metre or as desired by Engineer-in-charge. The sheet shall be fixed using self drilling/self tapping screws of size (5.5x55mm) with EPDM seal, complete upto any pitch in horizontal/ vertical or curved surfaces, excluding the cost of purlins, rafters and trusses and including cutting to size and shape wherever required. |  | 30 | sqm |  |  |  | Excess(+) | 1 | Full Conversion | INR | [40 empty] | #VALUE! | #VALUE! | #VALUE!
1.54 | 9.53 : Providing 40x5 mm flat iron hold fast 40 cm long including fixing to frame with 10 mm diameter bolts, nuts and wooden plugs and embeddings in cement concrete block 30x10x15 cm 1:3:6 mix ( 1 cement : 3 coarse sand : 6 graded stone aggregate 20 mm nominal size) |  | 180 | each |  |  |  | Excess(+) | 1 | Full Conversion | INR | [40 empty] | #VALUE! | #VALUE! | #VALUE!
1.55 | 9.97.1 : Providing and fixing aluminium tower bolts, ISI marked, anodised(anodic coating not less than grade AC 10 as per : 1868), transparent or dyed to required colour or shade, with necessary screws complete:300x10 mm |  | 30 | no |  |  |  | Excess(+) | 1 | Full Conversion | INR | [40 empty] | #VALUE! | #VALUE! | #VALUE!
1.56 | 9.97.2 : Providing and fixing aluminium tower bolts, ISI marked, anodised(anodic coating not less than grade AC 10 as per : 1868), transparent or dyed to required colour or shade, with necessary screws complete:250x10 mm |  | 45 | no |  |  |  | Excess(+) | 1 | Full Conversion | INR | [40 empty] | #VALUE! | #VALUE! | #VALUE!
1.57 | 9.97.3 : Providing and fixing aluminium tower bolts, ISI marked, anodised(anodic coating not less than grade AC 10 as per : 1868), transparent or dyed to required colour or shade, with necessary screws complete:200x10 mm |  | 45 | no |  |  |  | Excess(+) | 1 | Full Conversion | INR | [40 empty] | #VALUE! | #VALUE! | #VALUE!
1.58 | 9.101.1 : Providing and fixing aluminium hanging floor door stopper, ISI marked, anodised (anodic coating not less than grade AC 10 as per IS: 1868) transparent or dyed to required colour and shade, with necessary screws etc. complete.Single rubber stopper |  | 90 | no |  |  |  | Excess(+) | 1 | Full Conversion | INR | [40 empty] | #VALUE! | #VALUE! | #VALUE!
1.59 | 9.102 : Providing and fixing aluminium casement stays, ISI marked, anodised (anodic coating not less than grade AC 10 as per IS : 1868) transparent or dyed to required colour and shade, with necessary screws etc. complete. |  | 180 | no |  |  |  | Excess(+) | 1 | Full Conversion | INR | [40 empty] | #VALUE! | #VALUE! | #VALUE!
1.6 | 13.80 : Providing and applying white cement based putty of average thickness 1 mm, of approved brand and manufacturer, over the plastered wall surface to prepare the surface even and smooth complete. |  | 100 | sqm |  |  |  | Excess(+) | 1 | Full Conversion | INR | [40 empty] | #VALUE! | #VALUE! | #VALUE!
1.61 | 11.37 : Providing and laying Ceramic glazed floor tiles of size 300x300 mm (thickness to be specified by the manufacturer), of 1st quality conforming to IS : 15622, of approved make, in colours such as White, Ivory, Grey, Fume Red Brown, laid on 20 mm thick cement mortar 1:4 (1 Cement : 4 Coarse sand), including pointing the joints with white cement and matching pigment etc., complete. |  | 44.4 | sqm |  |  |  | Excess(+) | 1 | Full Conversion | INR | [40 empty] | #VALUE! | #VALUE! | #VALUE!
1.62 | 11.41.2 : Providing and laying vitrified floor tiles in different sizes (thickness to be specified by the manufacturer) with water absorption less than 0.08% and conforming to IS : 15622, of approved make, in all colours and shades, laid on 20 mm thick cement mortar 1:4(1 cement : 4 coarse sand), including grouting the joints with white cement and matching pigments etc., complete.Size of Tile 600 x 600 mm. |  | 1007.664 | sqm |  |  |  | Excess(+) | 1 | Full Conversion | INR | [40 empty] | #VALUE! | #VALUE! | #VALUE!
1.63 | 11.37A : Providing and fixing 1st quality ceramic glazed floor tiles conforming to IS : 15622 (thickness to be specified by the manufacturer ) of approved make in all colours, shades except burgundy, bottle green, black of any size as approved by Engineer-in-Charge in skirting, risers of steps and dados over 12 mm thick bed of cement Mortar 1:3 (1 cement: 3 coarse sand) and jointing with grey cement slurry @ 3.3kg per sqm including pointing in white cement mixed with pigment of matching shade complete. |  | 766.857 | sqm |  |  |  | Excess(+) | 1 | Full Conversion | INR | [40 empty] | #VALUE! | #VALUE! | #VALUE!
1.64 | 11.46.2 : Providing and laying Vitrified tiles indifferent sizes (thickness to be specified by manufacturer), with water absorption less than 0.08 % and conforming to I.S. 15622, of approved make, in all colours & shade, in skirting, riser of steps, over 12 mm thick bed of cement mortar 1:3 (1 cement : 3 coarse sand), including grouting the joint with white cement & matching pigments etc. complete.Size of Tile 600x600 mm |  | 47.621 | sqm |  |  |  | Excess(+) | 1 | Full Conversion | INR | [40 empty] | #VALUE! | #VALUE! | #VALUE!
1.65 | 21.1.1.2 : Providing and fixing aluminium work for doors, windows, ventilators and partitions with extruded built up standard tubular sections/ appropriate Z sections and other sections of approved make conforming to IS : 733 and IS: 1285, fixing with dash fasteners of required dia and size, including necessary filling up the gaps at junctions, i.e. at top, bottom and sides with required EPDM rubber/ neoprene gasket etc. Aluminium sections shall be smooth, rust free, straight, mitred and jointed mechanically wherever required including cleat angle, Aluminnium snap beading for glazing /paneling, C.P. brass/ stainless steel screws, all complete as per architectural drawings and the directions of Engineer-in-charge.(Glazing, paneling and dash fasteners to be paid for separately):For fixed portionPowder coated aluminium (minimum thickness of powder coating 50 micron) |  | 477 | kg |  |  |  | Excess(+) | 1 | Full Conversion | INR | [40 empty] | #VALUE! | #VALUE! | #VALUE!
1.66 | 8.2.1.1 : Providing and fixing 18 mm thick gang saw cut, mirror, polished, premoulded and prepolished, machine cut for kitchen platforms, vanity counters, window sills, facias and similar locations, of required size, approved shade, colour and texture laid over 20 mm thick base cement mortar 1:4 ( 1 cement : 4 coarse sand), joints treated with white cement, mixed with matching pigment, epoxy touch ups, including rubbing, curing, moulding and polishing to edges to give high gloss finish etc. complete at all levels.Raj Nagar Plain white marble/ Udaipur green marble/Zebra black marbleArea of slab upto 0.50 sqm |  | 77.4 | sqm |  |  |  | Excess(+) | 1 | Full Conversion | INR | [40 empty] | #VALUE! | #VALUE! | #VALUE!
1.67 | 8.2.2.2 : Providing and fixing 18 mm thick gang saw cut, mirror, polished, premoulded and prepolished, machine cut for kitchen platforms, vanity counters, window sills, facias and similar locations, of required size, approved shade, colour and texture laid over 20 mm thick base cement mortar 1:4 ( 1 cement : 4 coarse sand), joints treated with white cement, mixed with matching pigment, epoxy touch ups, including rubbing, curing, moulding and polishing to edges to give high gloss finish etc. complete at all levels.Area of slab over 0.50 sqm |  | 60.48 | sqm |  |  |  | Excess(+) | 1 | Full Conversion | INR | [40 empty] | #VALUE! | #VALUE! | #VALUE!
1.68 | 8.3.2 : Providing edge moulding to 18 mm thick marble stone counters, vanities etc., including machine polishing to edge to give high gloss finish etc. complete as per design approved by Engineer -in-Charge.Granite work |  | 416.001 | metre |  |  |  | Excess(+) | 1 | Full Conversion | INR | [40 empty] | #VALUE! | #VALUE! | #VALUE!
1.69 | 21.1.2.2 : For shutters of doors, windows & ventilators including providing and fixing hinges / pivots and making provision for fixing of fittings wherever required including the cost of EPDM rubber/ neoprene gasket required (Fittings shall be paid for separately)Powder coated aluminium (minimum thickness of powder coating 50 micron) |  | 662.4 | kg |  |  |  | Excess(+) | 1 | Full Conversion | INR | [40 empty] | #VALUE! | #VALUE! | #VALUE!
1.7 | 21.2.2 : Providing and fixing 12 mm thick prelaminated particle board flat pressed three layer or graded wood particle board conforming to IS : 12823 Grade I Type II, in panelling fixed in aluminum doors, windows shutters and partition frames with C.P. brass / stainless steel screws etc. complete as per architectural drawings and directions of Engineer - in- Charge.Pre- laminated particle board with decorative lamination on both sides |  | 144 | sqm |  |  |  | Excess(+) | 1 | Full Conversion | INR | [40 empty] | #VALUE! | #VALUE! | #VALUE!
1.71 | 21.3.1 : Providing and fixing glazing in aluminium door, window, ventilator shutters and partitions etc. with EPDM rubber / neoprene gasket etc. complete as per the architectural drawings and the directions of Engineer - in -Charge. ( Cost of aluminium snap beading shall be paid in basic item):With float glass panes of 4.0 mm thickness |  | 90 | sqm |  |  |  | Excess(+) | 1 | Full Conversion | INR | [40 empty] | #VALUE! | #VALUE! | #VALUE!
1.72 | 9.1.1 : Providing wood work in frames of doors, windows, clerestory windows and other frames, wrought framed and fixed in position with hold fast lugs or with dash fasteners of required dia & length (hold fast lugs or dash fastener shall be paid for separately).Second class teak wood |  | 1.172 | cum |  |  |  | Excess(+) | 1 | Full Conversion | INR | [40 empty] | #VALUE! | #VALUE! | #VALUE!
1.73 | 9.5.1.1 : Providing and fixing panelled or panelled and glazed shutters for shutters for doors, windows and clerestory windows, including ISI marked M.S. pressed butt hinges bright finished of required size with necessery screws, excluding panelling which will be paid for separately, all complete as per direction of Engineer - in-charge.Second class teak woodProviding and fixing panelled or panelled and glazed shutters for doors, windows and clerestory windows fixing with butt hinges of required size with necessary screws, excluding panelling which will be paid for separately, all complete as per direction of Engineer-in-charge. (Note:- Butt hinges and necessary screws shall be paid separately) Second class teak wood 35 mm thick shutters |  | 10.082 | sqm |  |  |  | Excess(+) | 1 | Full Conversion | INR | [40 empty] | #VALUE! | #VALUE! | #VALUE!
1.74 | 9.7.1 : Providing and fixing panelling or panelling and glazing in panelled or panelled and glazed shutters for doors, windows and clerestory windows (Area of opening for panel inserts excluding portion inside grooves or rebates to be measured), Panelling for panelled or panelled and glazed shutters 25 mm to 40 mm thick:Second class teak wood |  | 43.2 | sqm |  |  |  | Excess(+) | 1 | Full Conversion | INR | [40 empty] | #VALUE! | #VALUE! | #VALUE!
1.75 | 9.48.2 : Providing and fixing M.S. Grills of required pattern in frames of windows etc. with M.S. flats, square or round bars etc. including priming coat with approved steel primer all complete.Fixed to openings/ wooden frames with rawl plugs screws etc |  | 520 | kg |  |  |  | Excess(+) | 1 | Full Conversion | INR | [40 empty] | #VALUE! | #VALUE! | #VALUE!
1.76 | 22.5 : Providing and laying water proofing treatment in sunken portion of WCs, bathroom etc., by applying cement slurry mixed with water proofing cement compound consisting of applying : a) First layer of slurry of cement @ 0.488 kg/sqm mixed with water proofing cement compound @ 0.253 kg/sqm. This layer will be allowed to air cure for 4 hours. b) Second layer of slurry of cement @ 0.242 kg /sqm mixed with water proofing cement compound @ 0.126 kg/ sqm. This layer will be allowed to air cure for 4 hours followed with water curing for 48 hours. The rate includes preparation of surface, treatment and sealing of all joints, corners, junctions of pipes and masonry with polymer mixed slurry. |  | 62.402 | sqm |  |  |  | Excess(+) | 1 | Full Conversion | INR | [40 empty] | #VALUE! | #VALUE! | #VALUE!
2 | AMENITIES | [7 empty] | 1
2.01 | od92874/2023_2024 : Supply and installation of signage, Vinyl in foam sheet with lettering, All fixingarrangements in fasteners,stainless steel screws etc or by hanging using SS chain as per design&lt;br&gt;requirements at required locations as directed by the engineer in charged. rate inclusive of all materials and&lt;br&gt;labour.Sign board of size 15 x45 cm |  | 60 | no |  |  |  | Excess(+) | 1 | Full Conversion | INR | [40 empty] | #VALUE! | #VALUE! | #VALUE!
2.02 | od92875/2023_2024 : Supply and erection of airport chairs manufactured by prime quality of CRCA (Cold Rolled Close Annealed) perforated GI,high quality mild steel powder coated with thickness of 1.4 mm&lt;br&gt; |  | 25 | set |  |  |  | Excess(+) | 1 | Full Conversion | INR | [40 empty] | #VALUE! | #VALUE! | #VALUE!
2.03 | od93254/2023_2024 : Supplying and fixing of Token display system wired speech model excluding the cost of UPS plug point as per the direction in Engineer in charge |  | 5 | each |  |  |  | Excess(+) | 1 | Full Conversion | INR | [40 empty] | #VALUE! | #VALUE! | #VALUE!
3 | PLUMBING WORKS | BI01010001010000000000000515BI0100001114 | [6 empty] | 1 | [45 empty] | 1.01 | Supplying, Conveying and fixing spls. Including eart | item1 | 123.223 | Nos
3.01 | 17.2.1 Providing and fixing white vitreous china pedestal type water closet (European type W.C. pan) with seat and lid, 10 litre low level white P.V.C. flushing cistern, including flush pipe, with manually controlled device (handle lever), onforming to IS : 7231, with all fittings and fixtures complete, including cutting and making good the walls and floors wherever required:W.C. pan with ISI marked white solid plastic seat and lid |  | 9 | each |  |  |  | Excess(+) | 1 | Full Conversion | INR | [40 empty] | #VALUE! | #VALUE! | #VALUE! | 1.02 | Construction of chamber for 100mm sluice plates | item2 | 213 | Nos
3.02 | 17.7.4 Providing and fixing wash basin with C.I. brackets, 15 mm C.P. brass pillar taps, 32 mm C.P. brass waste of standard pattern, including ainting of fittings and brackets, cutting and making good the walls wherever require:White Vitreous China Flat back wash basin size 550x400mm with single 15 mm C.P.brasspillar taps |  | 2 | each |  |  |  | Excess(+) | 1 | Full Conversion | INR | [40 empty] | #VALUE! | #VALUE! | #VALUE! | 2 | Construction of chamber for 100mm sluices valve | item3 | 10 | Nos
3.03 | 17.70.1 Providing and fixing PTMT Bottle Trap for Wash basin and sink.Bottle trap 31 mm single piece moulded with height of 270 mm, effective length of tail pipe 260 mm from the center of the waste coupling, 77 mm breadth with 25 mm minimum water seal, weighing not less than 260 gms |  | 6 | each |  |  |  | Excess(+) | 1 | Full Conversion | INR | [40 empty] | #VALUE! | #VALUE! | #VALUE!
3.04 | 17.5.1Providing and fixing white vitreous china flat back half stall urinal of size 580x380x350 mm with white PVC automatic flushing cistern, with fittings, standard size C.P. brass flush pipe, spreaders with unions and clamps (all in C.P. brass) with waste fitting as per IS : 2556, C.I. trap with outlet grating and othercouplings in C.P. brass, including painting of fittings and cutting and making good the walls and floors wherever required:Single half stall urinal with 5 litre PVC. automatic flushing cistern |  | 2 | each |  |  |  | Excess(+) | 1 | Full Conversion | INR | [40 empty] | #VALUE! | #VALUE! | #VALUE!
3.05 | 8.10.2 Providing and fixing stone slab with table rubbed, edges rounded and polished, of size 75x50 cm deep and 1.8 cm thick, fixed in urinal partitions by cutting a chase of appropriate width with chase cutter and embedding the stone in the chase with epoxy grout or with cement concrete 1:2:4 (1 cement : 2 coarse sand : 4 graded stone aggregate 6 mm nominal size) as per direction of Engineer-in Charge and finished smooth.Granite Stone of approved shade |  | 2 | sqm |  |  |  | Excess(+) | 1 | Full Conversion | INR | [40 empty] | #VALUE! | #VALUE! | #VALUE!
3.06 | 18.50.1 Providing and fixing C.P brass long nose bib cock of approved quality conforming to IS standards and weighing not less than 810 gms.15 mm nominal bore |  | 8 | each |  |  |  | Excess(+) | 1 | Full Conversion | INR | [40 empty] | #VALUE! | #VALUE! | #VALUE!
3.07 | 18.53.1 Providing and fixing C.P. brass angle valve for basin mixer and geyser points of approved quality conforming to IS: 893115 mm nominal bore |  | 30 | each |  |  |  | Excess(+) | 1 | Full Conversion | INR | [40 empty] | #VALUE! | #VALUE! | #VALUE!
3.08 | 50.17.1.5 Supplying and fixing CP Health Faucet superior quality ( Jagur or equvalent make ) including cost of materials and labour charges etc complete as per the direction of site Engineer-in-charge. |  | 9 | no |  |  |  | Excess(+) | 1 | Full Conversion | INR | [40 empty] | #VALUE! | #VALUE! | #VALUE!
3.09 | 17.10.1.1 Providing and fixing Stainless Steel A ISI 304 (18/8) kitchen sink as per IS 13983 with C.I. brackets and stainless steel plug 40 mm, including painting of fittings and brackets, cutting and making good the walls wherever required:Kitchen sink with drain board510x1040 mm bowl depth 250 mm |  | 6 | each |  |  |  | Excess(+) | 1 | Full Conversion | INR | [40 empty] | #VALUE! | #VALUE! | #VALUE!
3.1 | 50.17.1.1 Supplying and fixing Stainless steel soap dish including cost of materials and labour charges etc complete as per the direction of site Engineer-in-charge. |  | 16 | no |  |  |  | Excess(+) | 1 | Full Conversion | INR | [40 empty] | #VALUE! | #VALUE! | #VALUE!
3.11 | 50.17.1.2 Supplying and fixing CP Towel rod 45cm or nearest available length including cost of materials and labour charges etc complete as per the direction of site Engineer-in-charge. |  | 6 | no |  |  |  | Excess(+) | 1 | Full Conversion | INR | [40 empty] | #VALUE! | #VALUE! | #VALUE!
3.12 | 17.31 Providing and fixing 600x450 mm beveled edge mirror of superior glass (of approved quality) complete with 6 mm thick hard board ground fixed to wooden cleats with C.P. brass screws and washers complete. |  | 4 | each |  |  |  | Excess(+) | 1 | Full Conversion | INR | [40 empty] | #VALUE! | #VALUE! | #VALUE!
3.13 | 17.34.1 Providing and fixing toilet paper holder:C.P. brass |  | 11 | no |  |  |  | Excess(+) | 1 | Full Conversion | INR | [40 empty] | #VALUE! | #VALUE! | #VALUE!
3.14 | od45970/2023_2024 Providing and fixing of superior quality Rob hook with brackets and flange with concealed brass screws etc as per IS specification make and approved by the client / consultant, including cutting & making good the walls |  | 9 | each |  |  |  | Excess(+) | 1 | Full Conversion | INR | [40 empty] | #VALUE! | #VALUE! | #VALUE!
3.15 | od48405/2023_2024 Providing and fixing Disabled Toilet, Complete Set, including White Floor Mounted Water Closet, Plastic Cistern , Lid, Antimicrobial Seat Cover etc,wall hung wash basin with all fittings and accesories, Faucet/Tap with spactula lever and with 1no of Hinged Arm, 760mm. Long, 2nos of Grab Rail, each of 600mm. long, and with all necessary accessories and fixed with Brackets Expansion/Rawl sleeves, stainless steel/ brass bolts/screws, nuts, washers etc, including cutting and making good the walls and floors wherever required. including all as per manufacture's and to the approval of Engineer-in-charge. |  | 2 | set |  |  |  | Excess(+) | 1 | Full Conversion | INR | [40 empty] | #VALUE! | #VALUE! | #VALUE!
3.16 | 18.8.2 Providing and fixing Chlorinated Polyvinyl Chloride (CPVC) pipes, having thermal stability for hot & cold water supply, including all CPVC plain & brass threaded fittings i/c fixing the pipe with clamps at 1.00 m spacing. This includes jointing of pipes& fittings, with one step CPVC solvent cement and the cost of cutting chases and making good the same including testing of joints complete as per direction of Engineer-in-Charge. Concealed work, including cutting chases and making good the wall etc.20 mm nominal outer dia pipes |  | 110 | metre |  |  |  | Excess(+) | 1 | Full Conversion | INR | [40 empty] | #VALUE! | #VALUE! | #VALUE!
3.17 | 50.18.8.2.1Providing and fixing PVC pipes, fittings including fixing the pipe with clamps at 1.00 m spacing. This includes jointing of pipes & fittings with one step PVC solvent cement and testing of joints complete as per direction of Engineer-in-Charge. Concealed work,including cutting chased and making good the wall etc. 20 mm pipe 12 Kgf/cm2 |  | 40 | metre |  |  |  | Excess(+) | 1 | Full Conversion | INR | [40 empty] | #VALUE! | #VALUE! | #VALUE!
3.18 | 18.7.2 Providing and fixing Chlorinated Polyvinyl Chloride (CPVC) pipes, having thermal stability for hot & cold water supply, including all CPVC plain & brass threaded fittings including fixing the pipe with clamps at 1.00 m spacing. This includes jointing of pipes & fittings with one step CPVC solvent cement and testing of joints complete as per direction of Engineer -in-Charge. Internal work - Exposed on wall20 mm nominal outer dia pipes |  | 100 | metre |  |  |  | Excess(+) | 1 | Full Conversion | INR | [40 empty] | #VALUE! | #VALUE! | #VALUE!
3.19 | 18.7.3 Providing and fixing Chlorinated Polyvinyl Chloride (CPVC) pipes, having thermal stability for hot & cold water supply, including all CPVC plain & brass threaded fittings including fixing the pipe with clamps at 1.00 m spacing. This includes jointing of pipes & fittings with one step CPVC solvent cement and testing of joints complete as per direction of Engineer -in-Charge. Internal work - Exposed on wall25 mm nominal outer dia pipes |  | 10 | metre |  |  |  | Excess(+) | 1 | Full Conversion | INR | [40 empty] | #VALUE! | #VALUE! | #VALUE!
3.2 | 18.7.4 Providing and fixing Chlorinated Polyvinyl Chloride (CPVC) pipes, having thermal stability for hot & cold water supply, including all CPVC plain & brass threaded fittings including fixing the pipe with clamps at 1.00 m spacing. This includes jointing of pipes & fittings with one step CPVC solvent cement and testing of joints complete as per direction of Engineer -in-Charge. Internal work - Exposed on wall32 mm nominal outer dia pipes |  | 80 | metre |  |  |  | Excess(+) | 1 | Full Conversion | INR | [40 empty] | #VALUE! | #VALUE! | #VALUE!
3.21 | 18.7.6 Providing and fixing Chlorinated Polyvinyl Chloride (CPVC) pipes, having thermal stability for hot & cold water supply, including all CPVC plain & brass threaded fittings including fixing the pipe with clamps at 1.00 m spacing. This includes jointing of pipes & fittings with one step CPVC solvent cement and testing of joints complete as per direction of Engineer -in-Charge. Internal work - Exposed on wall50 mm nominal outer dia pipes |  | 300 | metre |  |  |  | Excess(+) | 1 | Full Conversion | INR | [40 empty] | #VALUE! | #VALUE! | #VALUE!
3.22 | 50.18.7.2.1 Providing and fixing PVC pipes, fittings including fixing the pipe with claps at 1.00 metre spacing. This includes jointing of pipes & fittings with one step PVC solvent cement and testing of joints complete as per direction of Engineer-in-Charge 20 mm dia 12Kgf/cm2 - Internal work - Exposed on wall |  | 77 | metre |  |  |  | Excess(+) | 1 | Full Conversion | INR | [40 empty] | #VALUE! | #VALUE! | #VALUE!
3.23 | 50.18.7.3.1 Providing and fixing PVC pipes, fittings including fixing the pipe with clamps at 1.00 m spacing. This includes jointing of pipes & fittings with one step PVC solvent cement and testing of joints complete as per direction of Engineer- in- Charge 25 mm dia 12 Kgf/cm2 - Internal work - Exposed on wall |  | 95 | metre |  |  |  | Excess(+) | 1 | Full Conversion | INR | [40 empty] | #VALUE! | #VALUE! | #VALUE!
3.24 | 50.18.7.4.1 Providing and fixing PVC pipes, fittings including fixing the pipe with clamps at 1.00 m spacing. This includes jointing of pipes & fittings with one step PVC solvent cement and testing of joints complete as per direction of Engineer-in-Charge 32 mm dia 10Kgf/cm2- Internal work - Exposed on wall |  | 20 | metre |  |  |  | Excess(+) | 1 | Full Conversion | INR | [40 empty] | #VALUE! | #VALUE! | #VALUE!
3.25 | 50.18.7.5.1 Providing and fixing PVC pipes, fittings including fixing the pipe with clamps at 1.00m spacing. This includes jointing of pipes & fittings with one step PVC solvent cement and testing of joints complete as per direction of Engineer-in-Charge 40 mm dia 10 Kgf/cm2- Internal work- exposed on wall |  | 90 | metre |  |  |  | Excess(+) | 1 | Full Conversion | INR | [40 empty] | #VALUE! | #VALUE! | #VALUE!
3.26 | 18.9.6 Providing and fixing Chlorinated Polyvinyl Chloride (CPVC) pipes, having thermal stability for hot & cold water supply including all CPVC plain & brass threaded fittings. This includes jointing of pipes & fittings with one step CPVC solvent cement, trenching , refilling & testing of joints complete as per direction of Engineer- in-Charge. External work50 mm nominal outer dia pipes |  | 16 | metre |  |  |  | Excess(+) | 1 | Full Conversion | INR | [40 empty] | #VALUE! | #VALUE! | #VALUE!
3.27 | 18.17.1A Providing and fixing gun metal gate valve with C.I. wheel of approved quality (screwed end) :20 mm nominal bore |  | 16 | no |  |  |  | Excess(+) | 1 | Full Conversion | INR | [40 empty] | #VALUE! | #VALUE! | #VALUE!
3.28 | 18.17.1 Providing and fixing gun metal gate valve with C.I. wheel of approved quality (screwed end) :25 mm nominal bore |  | 15 | each |  |  |  | Excess(+) | 1 | Full Conversion | INR | [40 empty] | #VALUE! | #VALUE! | #VALUE!
3.29 | 18.17.2 Providing and fixing gun metal gate valve with C.I. wheel of approved quality (screwed end) :32 mm nominal bore |  | 3 | each |  |  |  | Excess(+) | 1 | Full Conversion | INR | [40 empty] | #VALUE! | #VALUE! | #VALUE!
3.3 | 18.17.3 Providing and fixing gun metal gate valve with C.I. wheel of approved quality (screwed end) :40 mm nominal bore |  | 1 | each |  |  |  | Excess(+) | 1 | Full Conversion | INR | [40 empty] | #VALUE! | #VALUE! | #VALUE!
3.31 | 18.17.4 Providing and fixing gun metal gate valve with C.I. wheel of approved quality (screwed end) :50 mm nominal bore |  | 4 | each |  |  |  | Excess(+) | 1 | Full Conversion | INR | [40 empty] | #VALUE! | #VALUE! | #VALUE!
3.32 | 18.19.4.2 Providing and fixing gun metal non-return valve of approved quality (screwed end):50 mm nominal boreVertical |  | 4 | each |  |  |  | Excess(+) | 1 | Full Conversion | INR | [40 empty] | #VALUE! | #VALUE! | #VALUE!
3.33 | od46867/2023_2024 Providing, fixing, testing and commissioning of brass body nickel plated automatic air release valves with necessary GI Specials, thread, holdtight, brass spindle, NBR and elastomeric, stainless steel spring poly propylenic float at the top most points of water supply distribution ring main. 20 mm dia.<br> |  | 3 | each |  |  |  | Excess(+) | 1 | Full Conversion | INR | [40 empty] | #VALUE! | #VALUE! | #VALUE!
3.34 | 18.21.2.1 Providing and fixing uplasticised PVC connection pipe with brass unions:45 cm length15 mm nominal bore |  | 30 | each |  |  |  | Excess(+) | 1 | Full Conversion | INR | [40 empty] | #VALUE! | #VALUE! | #VALUE!
3.35 | od49618/2023_2024 Supplying & Fixing at site in position Fabricated u PVC Astm Sch 80 Puddle flanges in the underground and overhead water tanks as per the drawings and the requirement of the Project Manager. 50mm dia |  | 13 | each |  |  |  | Excess(+) | 1 | Full Conversion | INR | [40 empty] | #VALUE! | #VALUE! | #VALUE!
3.36 | 50.18.8.6.2 Providing and fixing PVC pipes, fittings including fixing the pipe with clamps at 1.00 m spacing. This includes jointing of pipes & fittings with one step PVC solvent cement and testing of joints complete as per direction of Engineer-in-Charge. Concealed work, including cutting chases and making good the wall etc. 50 mm pipe 6 kgf/cm2 |  | 15 | metre |  |  |  | Excess(+) | 1 | Full Conversion | INR | [40 empty] | #VALUE! | #VALUE! | #VALUE!
3.37 | 50.18.8.8.1 Providing and fixing PVC pipes, fittings including fixing the pipe with clamps at 1.00 m spacing. This includes jointing of pipes with one step PVC solvent cement and testing of joints complete as per direction of Engineer-in-Charge. Concealed work, including cutting chases and making good the wall etc. 75 mm pipe 6 Kgf/cm2 |  | 40 | metre |  |  |  | Excess(+) | 1 | Full Conversion | INR | [40 empty] | #VALUE! | #VALUE! | #VALUE!
3.38 | 50.18.8.9.1 Providing and fixing PVC pipes, fittings including fixing the pipe with clamps at 1.00 m spacing. This includes jointing of pipes with one step PVC solvent cement and testing of joints complete as per direction of Engineer-in-Charge. Concealed work, including cutting chased and making good the wall etc. 110 mm pipe 6kgf/cm2 |  | 75 | metre |  |  |  | Excess(+) | 1 | Full Conversion | INR | [40 empty] | #VALUE! | #VALUE! | #VALUE!
3.39 | 50.18.9.18.1 Providing and fixing PVC pipes including fixing the pipe with clamps/clips at 1.00 m spacing. This included jointing of pipes with one step PVC solvent cement and testing of joints complete as per direction of Engineer-in-Charge 75 mm dia 6Kgf/cm2 - External work- Exposed on wall |  | 60 | metre |  |  |  | Excess(+) | 1 | Full Conversion | INR | [40 empty] | #VALUE! | #VALUE! | #VALUE!
3.4 | 50.18.9.19.1 Providing and fixing PVC pipes including fixing the pipe with clamps/ clips/ at 1.00 m spacing . This includes jointing of pipes with one step PVC solvent cement and testing of joints complete as per direction of Engineer-in-Charge 110 mm dia 6 Kgf/cm2 - External work- Exposed on wall |  | 338 | metre |  |  |  | Excess(+) | 1 | Full Conversion | INR | [40 empty] | #VALUE! | #VALUE! | #VALUE!
3.41 | 50.18.9.19.2 Providing and fixing PVC pipes including fixing the pipe with clamps/clips at 1.00 m spacing. This includes jointing of pipes with one step PVC solvent cement and testing of joints complete as per direction of Engineer-in-Charge 110 m dia 4 Kgf/cm2 - External work - Exposed on wall |  | 145 | metre |  |  |  | Excess(+) | 1 | Full Conversion | INR | [40 empty] | #VALUE! | #VALUE! | #VALUE!
3.42 | od49331/2023_2024 Providing and fixing PVC pipes, fittings including fixing the pipe with clamps/clips at 1.00 m pacing. This includes jointing of pipes, fittings with one step PVC solvent cement and testing of joints complete as per direction of Engineer-in-Charge 160 m dia 4 Kgf/cm2 - External work - Exposed on wall |  | 28 | metre |  |  |  | Excess(+) | 1 | Full Conversion | INR | [40 empty] | #VALUE! | #VALUE! | #VALUE!
3.43 | od49967/2023_2024 Providing and fixing PVC pipes, fittings including fixing the pipe with clamps/Clips at 1.00 m spacing. This included jointing of pipes, fittings with one step PVC solvent cement and testing of joints complete as per direction of Engineer-in-Charge 200 mm dia 4 Kfg/cm2 - External work - Exposed on wall |  | 20 | metre |  |  |  | Excess(+) | 1 | Full Conversion | INR | [40 empty] | #VALUE! | #VALUE! | #VALUE!
3.44 | 50.18.9.10.1 Providing and fixing PVC pipes includings jointing of pipes with one step pvc solvent cement, trenching , refilling & testing of joints complete as per direction of Engineer in Charge. 150 mm dia 6 Kgf/cm2 |  | 25 | metre |  |  |  | Excess(+) | 1 | Full Conversion | INR | [40 empty] | #VALUE! | #VALUE! | #VALUE!
3.45 | od50447/2023_2024 Providing and fixing PVC pipes includings jointing of pipes with one step pvc solvent cement, trenching , refilling & testing of joints complete as per direction of Engineer in Charge. 200 mm dia 4 Kgf/cm2 |  | 8 | metre |  |  |  | Excess(+) | 1 | Full Conversion | INR | [40 empty] | #VALUE! | #VALUE! | #VALUE!
3.46 | 50.18.9.21.7 Providing and fixing PVC moulded fittings/ accessories for Rigid PVC pipes, including jointing with PVC solvent cement - 75 mm dia Vent cowl |  | 5 | no |  |  |  | Excess(+) | 1 | Full Conversion | INR | [40 empty] | #VALUE! | #VALUE! | #VALUE!
3.47 | 50.18.9.22.8 Providing and fixing PVC moulded fittings /accessories for Rigid PVC pipes, including jointing with PVC solvent cement -110 mm dia Vent cowl |  | 11 | no |  |  |  | Excess(+) | 1 | Full Conversion | INR | [40 empty] | #VALUE! | #VALUE! | #VALUE!
3.48 | od50391/2023_2024 Supplying, Installing & Testing at site in position PVC Rodding Eye (6 kg/cm2) complete in all respects.75mm dia |  | 8 | each |  |  |  | Excess(+) | 1 | Full Conversion | INR | [40 empty] | #VALUE! | #VALUE! | #VALUE!
3.49 | od50274/2023_2024 Supplying, Installing & Testing at site in position PVC Rodding Eye (6 kg/cm2) complete in all respects.<br>110 mm dia |  | 5 | each |  |  |  | Excess(+) | 1 | Full Conversion | INR | [40 empty] | #VALUE! | #VALUE! | #VALUE!
3.5 | od50381/2023_2024 Supplying, Installing & Testing at site in position PVC Rodding Eye (6 kg/cm2) complete in all respects.<br>160 mm dia <br> |  | 5 | each |  |  |  | Excess(+) | 1 | Full Conversion | INR | [40 empty] | #VALUE! | #VALUE! | #VALUE!
3.51 | od47498/2023_2024 Providing and fixing of PVC multifloor traps 75x110mm size with ss gratings of 150x150mm to toilet floors and making good the concrete floor as per direction of engineer in charge: |  | 27 | each |  |  |  | Excess(+) | 1 | Full Conversion | INR | [40 empty] | #VALUE! | #VALUE! | #VALUE!
3.52 | od47499/2023_2024 Supply ,fixing ,testing and commissioning of PVC rain water khurra with C.I grating The quoted rate shall include necessary grouting the base of Khurras with approved sealant complete.150mmx150mm C.I grating |  | 6 | each |  |  |  | Excess(+) | 1 | Full Conversion | INR | [40 empty] | #VALUE! | #VALUE! | #VALUE!
3.53 | 19.4.1.1 Providing and fixing square-mouth S.W. gully trap class SP -1 complete with C.I. grating brick masonry chamber with water tight C.I. cover with frame of 300x300 mm size (inside) the weight of cover to be not less than 4.50 kg and frame to be not less than 2.70 kg as per standard design:100x100 mm size P typeWith common burnt clay F.P.S. (non modular) bricks of class designation 7.5 |  | 1 | each |  |  |  | Excess(+) | 1 | Full Conversion | INR | [40 empty] | #VALUE! | #VALUE! | #VALUE!
3.54 | 19.7.1.1 Constructing brick masonry manhole in cement mortar 1:4 ( 1 cement : 4 coarse sand) with R.C.C. top with 1:2:4 mix (1 cement : 2 coarse sand : 4 graded stone aggregate 20 mm nominal size), foundation concrete 1:4:8 mix ( 1 cement : 4 coarse sand : 8 graded stone ggregate 40 mm nominal size,) inside plastering 12 mm thick with cement mortar 1:3 ( 1 cement : 3 coarse sand) finished with floating coat of neat cement and making channels in cement concrete 1:2:4 ( 1 cement : 2 coarse sand : 4 graded stone aggregate 20 mm nominal size ) finished with a floating coat of neat cement complete as per standard design:Inside size 90x80 cm and 45 cm deep including C.I. cover with frame (light duty) 455x610 mm internal dimensions, total weight of cover and frame to be not less than 38 kg (weigh of cover 23 kg and weight of frame 15 kg):With common burnt clay F.P.S. (non modular) bricks of class designation 7.5 |  | 3 | each |  |  |  | Excess(+) | 1 | Full Conversion | INR | [40 empty] | #VALUE! | #VALUE! | #VALUE!
3.55 | 19.8.1.1 Extra for depth for manholesSize 90x80 cmWith common burnt clay F.P.S. ( non modular ) bricks of class designation 7.5 |  | 3 | metre |  |  |  | Excess(+) | 1 | Full Conversion | INR | [40 empty] | #VALUE! | #VALUE! | #VALUE!
3.56 | 18.77 Cutting holes up to 15x15 cm in R.C.C. floors and roofs for passing drain pipe etc. and repairing the hole after insertion of drain pipe etc. with cement concrete 1:2:4 (1 cement : 2 coarse sand: 4 graded stone aggregate 20 mm nominal size), including finishing complete so as to make it leak proof. |  | 20 | no |  |  |  | Excess(+) | 1 | Full Conversion | INR | [40 empty] | #VALUE! | #VALUE! | #VALUE!
3.57 | od47879/2023_2024 Supply, Installation, testing and commission, of open well submersible Type Water Transfer Pump, for pumping water from Underground tank to overhead tank,with including solenoid valves, level switches, control wires etc. The price shall inclusive of all connected electrical work.Capacity 220 lpm. at 36Mtrs. head, each, Electric motor driven, (HP as per selection of pump), 1 working+1 standby, three phase, 440V, AC Supply and Automatic three phase water level controllers with level sensors for submersible pump shall have the following features,Switch off the motor when the water level in tank reaches a preset level below the over flow pipe.Switch ON the motor if the water level in tank goes down below a preset value near.Switch off the motor in the event of dry running.Manual bypass mode. |  | 2 | set |  |  |  | Excess(+) | 1 | Full Conversion | INR | [40 empty] | #VALUE! | #VALUE! | #VALUE!
3.58 | od48407/2023_2024 Supply, Installation, testing and commission, of open well submersible Type Water Transfer Pump, for pumping water from Underground strom water pumping line to external drain, with ncluding solenoid valves, level switches, control wires etc. The price shall inclusive of all connected electrical work.Capacity 230 lpm. at 30Mtrs. head, each, Electric motor driven, (HP as per selection of pump), 1working+1 standby, three phase, 440V, AC Supply and Automatic three phase water level controllers with level sensors for submersible pump shall have the following features,Switch off the motor when the water level in tank reaches a preset level below the over flow pipe.Switch ON the motor if the water level in tank goes down below a preset value near.Switch off the motor in the event of dry running.Manual bypass mode. |  | 1 | set |  |  |  | Excess(+) | 1 | Full Conversion | INR | [40 empty] | #VALUE! | #VALUE! | #VALUE!
3.59 | od48410/2023_2024Supply and installation of RO based water treatment plant of capacity 1000LPH as per below specification 2.Anti-scalent Dosing System:- Quantity :One ,Type :Positive isplacement Pump , Flow Range :0.2 to 4 LPH ,Max. Working Pressure :3.5 kg / cm2 MOC of Dosing Tank :HDPE – 100Litres. 3.Acid Dosing System:Quantity :One,Type :Positive Displacement Pump,Flow Range :0.2 to 4 LPH,Max.Working Pressure :3.5 kg / cm2,MOC of Dosing Tank :SS 304. 4.Cartridge Filter:- No. of Unit:One,Type of Cartridge :PP Spun bonded type,Rating :5 micron,Flow Rate :1000 LPH.,Feed WaterTurbidity :5NTU,No. of Cartridge :2 Nos. 500 mm long x 100mm dia.,MOC of Housing :SS 316. 5.Reverse Osmosis High Pressure Pump:- No. of Unit :Two,Type of Pump :Vertical Multistage Pump,MaximumFlowrate :1000 LPH Operating Pressure :20.0 kg/cm2 (shall be indicated,Material of Construction :SS316 6.Reverse<br>Osmosis Membrane:- No. of Membrane : as per req qty,Size of Membrane :200mm Dia & 1000 mm Long,Type<br>of Membrane :High rejection & low energy,Membrane Polymer:Composite Polyamide,Flow rate :80-100 LPH<br>per membrane,Maximum Feedwater Turbidity :1.0 NTU <br>7.Reverse Osmosis Membrane Housing:- No. of<br>Housing :2,Purpose :To pack membranes and operate at high ressure.,Maximum Flow rate :1000<br>LPH,Material of Construction :FRP/ Stainless Steel 316 Operating Pressure :20 Kg/cm2 (or higher if<br>required),Position :Horizontal <br>8.pH Correction System:- Quantity :One,Type :Positive Displacement<br>Pump,Flow Range :0.2 to 4 LPH,Max. Working Pressure :3.5 kg / cm2,MOC of Dosing Tank :SS 304. 9.Post<br>Chlorination System:- Quantity :One,Type :Positive Displacement Pump,Flow Range :0.2 to 4 LPH,Max.<br>Working Pressure :3.5 kg / cm2,MOC of Dosing Tank :SS 304.<br<br>10.Sytex tank:<br>1500ltrs<br><br>b.Instrumentation <br><br>1.Digital Type Conductivity Meter:- Digital Display,No. of Units :<br>One,Type :Digital Display,Range :0-500 ohms /cm,Location :at the outlet of Reverse Osmosis System ,<br>2.Pressure Gauges:- Specification :SS Pressure Gauge with brass internals with glycerin filled.,Size of<br>Guage :65 mm Dial , <br>3.Rotameter:-<br><br>Specification :Acrylic Rotameter.,Range :Minimum 1.5 times<br>the feed flow.,Location :Discharge of RawWater Pump. 4.Conductivity Indicator (CI) :- <br>Specification<br>:Conductivity Sensor/Indicator.,Type of Sensor :OnLine Sensor.,Location :Outlet of RO Unit. <br>5.Pressure<br>Switch :- <br>Seamless Bellow type Pressure,switch. Specification :Magnetic Type Level switch.,Level<br>Switch :Alum Dosing System.Antiscalent |  | 1 | each |  |  |  | Excess(+) | 1 | Full Conversion | INR | [40 empty] | #VALUE! | #VALUE! | #VALUE!
3.6 | od49170/2023_2024Construction ,Supplying of Electro Mechanical equipment, pipe fittings, erection, installation, testing and commissioning MBBR technology Sewage Treatment Plant (Capacity10 KLD) which functions to remove contaminants from sewage to produce an effluent that is suitable for discharge to the surrounding environment or an intended reuse application, thereby preventing water pollution from raw sewage discharges. The contractor shall submit the shop drawing from the approved STP vendor with complete details of mechanical installation, that suits the design requirement, for approval from the Engineer in charge |  | 1 | each |  |  |  | Excess(+) | 1 | Full Conversion | INR | [40 empty] | #VALUE! | #VALUE! | #VALUE!
3.61 | od50439/2023_2024 Providing of 2.5 sq mm cable for open well submersible pumps as ISI Heavy duty 20mm conduit. |  | 175 | metre |  |  |  | Excess(+) | 1 | Full Conversion | INR | [40 empty] | #VALUE! | #VALUE! | #VALUE!
3.62 | od50552/2023_2024 Providing of 3core .5 sq mm cable for panel as ISI Heavy duty 20mm conduit |  | 80 | metre |  |  |  | Excess(+) | 1 | Full Conversion | INR | [40 empty] | #VALUE! | #VALUE! | #VALUE!
4 | ELECTRICAL DRIVEN MAIN PUMP | BI01010001010000000000000515BI0100001114 | [6 empty] | 1 | [45 empty] | 1.01 | Supplying, Conveying and fixing spls. Including eart | item1 | 123.223 | Nos
4.01 | od161063/2024_2025 : Supplying, installation, testing and commissioning of electric driven pressurisation pump&lt;br&gt;suitable for automatic operation and consisting of following, complete in all respects, as&lt;br&gt;required : (Booster pump)&lt;br&gt;Horizontal type, multistage, centrifugal pump of cast iron body and bronze impeller with&lt;br&gt;stainless steel shaft, mechanical seal conforming to IS : 1520.&lt;br&gt;Suitable HP squirell cage induction motor TEFC type suitable for operation on 415 volts, 3&lt;br&gt;phase 50 Hz AC supply with IP 55 class of protection for enclosure, horizontal foot&lt;br&gt;mounted type with Class-&apos;F&apos; insulation, conforming to IS : 325.&lt;br&gt;M.S.fabricated Common base plate, coupling, coupling guard, foundation bolts etc. as&lt;br&gt;required.&lt;br&gt;Suitable cement concrete foundation duly plastered and with anti vibration pads.&lt;br&gt;180 lpm at 56 m Head | BI01010001010000000000000515BI0100001115 | 1 | each |  |  |  | Excess(+) | 1 | Full Conversion | INR | [40 empty] | #VALUE! | #VALUE! | #VALUE! | 1.02 | Construction of chamber for 100mm sluice plates | item2 | 213 | Nos
4.02 | 90.12.7.13 : Supply, laying and clamping of 1 no. PVC insulated and PVC sheathed armoured aluminium power cable, 1.1 KV grade of the following sizes using clamps noted along with the cables, spacing of clamps not exceeding 60cms, making good the damages , colour washing etc. as required. | BI01010001010000000000000515BI0100001116 | 10 | metre |  |  |  | Excess(+) | 1 | Full Conversion | INR | [40 empty] | #VALUE! | #VALUE! | #VALUE! | 2 | Construction of chamber for 100mm sluices valve | item3 | 10 | Nos
4.03 | 90.12.7.17 : Supply, laying and clamping of 1 no. PVC insulated and PVC sheathed armoured aluminium power cable, 1.1 KV grade of the following sizes using clamps noted along with the cables, spacing of clamps not exceeding 60cms, making good the damages , colour washing etc. as required. | BI01010001010000000000000515BI0100001117 | 10 | metre |  |  |  | Excess(+) | 1 | Full Conversion | INR | [40 empty] | #VALUE! | #VALUE! | #VALUE!
4.04 | od161092/2024_2025 : Providing, installation, testing and commissioning of stainless steel Y-strainer fabricated out&lt;br&gt;of 1.6 mm thick stainless steel, Grade 304, sheet with 3 mm dia holes with stainless steel&lt;br&gt;flange. | BI01010001010000000000000515BI0100001118 | 2 | each |  |  |  | Excess(+) | 1 | Full Conversion | INR | [40 empty] | #VALUE! | #VALUE! | #VALUE!
4.05 | od161097/2024_2025 : Supplying, fixing, testing and commissioning of butterfly valve of PN 1.6 rating with&lt;br&gt;bronze/gunmetal seat duly ISI marked complete with nuts, bolts, washers, gaskets&lt;br&gt;conforming to IS 13095 of following sizes as required :150 mm dia | BI01010001010000000000000515BI0100001119 | 5 | each |  |  |  | Excess(+) | 1 | Full Conversion | INR | [40 empty] | #VALUE! | #VALUE! | #VALUE!
4.06 | od161068/2024_2025 : Supplying, fixing, testing and commissioning of butterfly valve of PN 1.6 rating with&lt;br&gt;bronze/gunmetal seat duly ISI marked complete with nuts, bolts, washers, gaskets&lt;br&gt;conforming to IS 13095 of following sizes as required :100mm dia | BI01010001010000000000000515BI0100001120 | 4 | each |  |  |  | Excess(+) | 1 | Full Conversion | INR | [40 empty] | #VALUE! | #VALUE! | #VALUE!
4.07 | od161101/2024_2025 : Providing, installation, testing and commissioning of non-return valve of following sizes&lt;br&gt;confirming to IS: 5312 complete with rubber gasket, GI bolts, nuts, washers etc.as required :150mm | BI01010001010000000000000515BI0100001121 | 3 | each |  |  |  | Excess(+) | 1 | Full Conversion | INR | [40 empty] | #VALUE! | #VALUE! | #VALUE!
4.08 | od161103/2024_2025 : Providing, installation, testing and commissioning of non-return valve of following sizes&lt;br&gt;confirming to IS: 5312 complete with rubber gasket, GI bolts, nuts, washers etc.as required 100mm dia | BI01010001010000000000000515BI0100001122 | 1 | each |  |  |  | Excess(+) | 1 | Full Conversion | INR | [40 empty] | #VALUE! | #VALUE! | #VALUE!
4.09 | od161107/2024_2025 : Supplying and fixing air vessel made of 250 mm dia, 8 mm thick MS sheet, 1200 mm in height&lt;br&gt;with air release valve on top and flanged connection to riser, drain arrangement with 25 mm&lt;br&gt;dia gun metal wheel valve with required accessories, pressure gauge and paintingwith&lt;br&gt;synthetic enamel paint of approved shade as required. | BI01010001010000000000000515BI0100001123 | 1 | each |  |  |  | Excess(+) | 1 | Full Conversion | INR | [40 empty] | #VALUE! | #VALUE! | #VALUE!
4.1 | od161109/2024_2025 : Providing &amp; fixing of pressure switch in M.S. pipe line including connection etc. as required. | BI01010001010000000000000515BI0100001124 | 3 | each |  |  |  | Excess(+) | 1 | Full Conversion | INR | [40 empty] | #VALUE! | #VALUE! | #VALUE!
4.11 | od161110/2024_2025 : Supply, Installation,Testing and Commissioning of Pressure gauge with 0 to 200PSI,25 mm dia. | BI01010001010000000000000515BI0100001125 | 2 | each |  |  |  | Excess(+) | 1 | Full Conversion | INR | [40 empty] | #VALUE! | #VALUE! | #VALUE!
5 | HYDRANT SYSTEM | BI01010001010000000000000515BI0100001126 | [6 empty] | 1
5.01 | od161053/2024_2025 : Supplying and fixing single headed internal hydrant valve with instantaneous&lt;br&gt;Gunmetal/Stainless Steel coupling of 63 mm dia with cast iron wheel ISI marked conforming&lt;br&gt;to IS 5290 (Type -A) with blank Gunmetal/Stainless Steel cap and chain as required :Single headed Gunmetal | BI01010001010000000000000515BI0100001127 | 7 | each |  |  |  | Excess(+) | 1 | Full Conversion | INR | [40 empty] | #VALUE! | #VALUE! | #VALUE!
5.02 | od161059/2024_2025 : Supplying &amp; fixing 63 mm dia gun metal short branch pipe with 20 mm nominal internal&lt;br&gt;diameter size nozzle conforming to IS 903 suitable for instantaneous connection to&lt;br&gt;interconnect hose pipe coupling as required :GUN METAL | BI01010001010000000000000515BI0100001128 | 14 | each |  |  |  | Excess(+) | 1 | Full Conversion | INR | [40 empty] | #VALUE! | #VALUE! | #VALUE!
5.03 | od161065/2024_2025 : Supply and Fixing of weather proof Hose cabinet suitable size &quot;having made of 16&lt;br&gt;gauge MS Sheet with common keylock arrangements, suitable to accommodate&lt;br&gt;two lengths of 15mtr hoses, and one no branch pipe with nozzle. The cabinet shall&lt;br&gt;be painted to scarlet red colour out side and off-white inside | BI01010001010000000000000515BI0100001129 | 7 | each |  |  |  | Excess(+) | 1 | Full Conversion | INR | [40 empty] | #VALUE! | #VALUE! | #VALUE!
5.04 | od161071/2024_2025 : Supplying and fixing 63 mm dia, 15 m long RRL hose pipe with 63 mm dia male and female&lt;br&gt;couplings duly bound with GI wire, rivets etc. conforming to IS 636 (type-A) as required :Gun Metal | BI01010001010000000000000515BI0100001130 | 14 | each |  |  |  | Excess(+) | 1 | Full Conversion | INR | [40 empty] | #VALUE! | #VALUE! | #VALUE!
5.05 | od161083/2024_2025 : Supplying and fixing first-aid Hose Reel with MS construction spray painted in post office&lt;br&gt;red, conforming to IS 884 complete with the following as required.&lt;br&gt;20 mm nominal internal dia water hose thermoplastic (Textile reinforced) type -2 as per IS:&lt;br&gt;12585&lt;br&gt;20 mm nominal internal dia gun metal globe valve &amp; nozzle.&lt;br&gt;Drum and brackets for fixing the equipmets on wall.&lt;br&gt;Connections from riser with 25 mm dia stop gun metal valve &amp; M.S. Pipe and socket. | BI01010001010000000000000515BI0100001131 | 7 | each |  |  |  | Excess(+) | 1 | Full Conversion | INR | [40 empty] | #VALUE! | #VALUE! | #VALUE!
5.06 | od161087/2024_2025 : Supplying and fixing of fire brigade connection of cast iron body with gun metal male&lt;br&gt;instantaneous inlet couplings complete with cap and chain as reqd. for suitable dia MS pipe&lt;br&gt;connection conforming to IS 904 as required :4 way - 150 mm dia M.S. Pipe | BI01010001010000000000000515BI0100001132 | 1 | each |  |  |  | Excess(+) | 1 | Full Conversion | INR | [40 empty] | #VALUE! | #VALUE! | #VALUE!
6 | HYDRANT PIPE | BI01010001010000000000000515BI0100001133 | [6 empty] | 1
6.01 | od161047/2024_2025 : Providing laying, testing &amp; commissioning of &apos;C&apos; class heavy duty MS Pipe conforming to IS&lt;br&gt;1239/3589 i/c fittings like elbows, tees, flanges, tapers, nuts bolts, gaskets etc. in ground&lt;br&gt;including welding, excavation &amp; providing cement concrete blocks as supports, anticorrosive&lt;br&gt;treatment with coaltar/asphalt tape as per IS 10221, refilling the trench etc. of following sizes&lt;br&gt;complete as required.150mm | BI01010001010000000000000515BI0100001134 | 40 | metre |  |  |  | Excess(+) | 1 | Full Conversion | INR | [40 empty] | #VALUE! | #VALUE! | #VALUE!
6.02 | od161055/2024_2025 : Providing, laying, testing &amp; commissioning of &apos;C&apos; class heavy duty MS pipe conforming to IS&lt;br&gt;3589/IS 1239 including Welding, fittings like elbows, tees, flanges, tapers, nuts bolts, gaskets&lt;br&gt;etc. and fixing the pipe on the wall/ceiling with suitable clamp/support frame and painting with&lt;br&gt;two or more coats of synthetic enamel paint of required shade complete as required :150mm | BI01010001010000000000000515BI0100001135 | 68 | metre |  |  |  | Excess(+) | 1 | Full Conversion | INR | [40 empty] | #VALUE! | #VALUE! | #VALUE!
6.03 | od161067/2024_2025 : Providing, laying, testing &amp; commissioning of &apos;C&apos; class heavy duty MS pipe conforming to IS&lt;br&gt;3589/IS 1239 including Welding, fittings like elbows, tees, flanges, tapers, nuts bolts, gaskets&lt;br&gt;etc. and fixing the pipe on the wall/ceiling with suitable clamp/support frame and painting with&lt;br&gt;two or more coats of synthetic enamel paint of required shade complete as required :100 mm | BI01010001010000000000000515BI0100001136 | 12 | metre |  |  |  | Excess(+) | 1 | Full Conversion | INR | [40 empty] | #VALUE! | #VALUE! | #VALUE!
7 | FIRE SPRINKLER SYSTEM | BI01010001010000000000000515BI0100001137 | [6 empty] | 1
7.01 | od161046/2024_2025 : Providing, fixing, testing &amp; commissioning of 15mm dia quartzoid bulb type sprinklers of&lt;br&gt;rating 68 degree centigrade with required accessories :Pendent Sprinkler | BI01010001010000000000000515BI0100001138 | 104 | each |  |  |  | Excess(+) | 1 | Full Conversion | INR | [40 empty] | #VALUE! | #VALUE! | #VALUE!
7.02 | od161068/2024_2025 : Supplying, fixing, testing and commissioning of butterfly valve of PN 1.6 rating with&lt;br&gt;bronze/gunmetal seat duly ISI marked complete with nuts, bolts, washers, gaskets&lt;br&gt;conforming to IS 13095 of following sizes as required :100mm dia | BI01010001010000000000000515BI0100001139 | 2 | each |  |  |  | Excess(+) | 1 | Full Conversion | INR | [40 empty] | #VALUE! | #VALUE! | #VALUE!
7.03 | od161072/2024_2025 : Supplying, fixing, testing and commissioning of butterfly valve of PN 1.6 rating with&lt;br&gt;bronze/gunmetal seat duly ISI marked complete with nuts, bolts, washers, gaskets&lt;br&gt;conforming to IS 13095 of following sizes as required :80mm | BI01010001010000000000000515BI0100001140 | 2 | each |  |  |  | Excess(+) | 1 | Full Conversion | INR | [40 empty] | #VALUE! | #VALUE! | #VALUE!
7.04 | od161081/2024_2025 : Supplying, installation, testing &amp; commissioning of sprinkler flexible pipe (UL Listed) of&lt;br&gt;stainless steel complete with 15 NPT on reducer thread with maximum working pressure of&lt;br&gt;175 PSI test pressure of 875 PSI (Burst) with branch line (Inlet) 25mm NPT male thread to&lt;br&gt;sprinkler head (Outlet) 15mm NPT female thread with reducer, nipple, 2 side brackets, center&lt;br&gt;bracket, stockbar of following sizes complete as required.1200mm | BI01010001010000000000000515BI0100001141 | 30 | each |  |  |  | Excess(+) | 1 | Full Conversion | INR | [40 empty] | #VALUE! | #VALUE! | #VALUE!
7.05 | od161088/2024_2025 : Supplying, installation, testing &amp; commissioning of sprinkler flexible pipe (UL Listed) of&lt;br&gt;stainless steel complete with 15 NPT on reducer thread with maximum working pressure of&lt;br&gt;175 PSI test pressure of 875 PSI (Burst) with branch line (Inlet) 25mm NPT male thread to&lt;br&gt;sprinkler head (Outlet) 15mm NPT female thread with reducer, nipple, 2 side brackets, center&lt;br&gt;bracket, stockbar of following sizes complete as required 1000 MM | BI01010001010000000000000515BI0100001142 | 11 | each |  |  |  | Excess(+) | 1 | Full Conversion | INR | [40 empty] | #VALUE! | #VALUE! | #VALUE!
7.06 | od161094/2024_2025 : Providing, laying, testing &amp; commissioning of &apos;C&apos; class heavy duty MS pipe conforming to IS&lt;br&gt;3589/IS 1239 including Welding, fittings like elbows, tees, flanges, tapers, nuts bolts, gaskets&lt;br&gt;etc. and fixing the pipe on the wall/ceiling with suitable clamp/support frame and painting with&lt;br&gt;two or more coats of synthetic enamel paint of required shade complete as required :25MM DIA | BI01010001010000000000000515BI0100001143 | 200 | each |  |  |  | Excess(+) | 1 | Full Conversion | INR | [40 empty] | #VALUE! | #VALUE! | #VALUE!
7.07 | od161099/2024_2025 : Providing, laying, testing &amp; commissioning of &apos;C&apos; class heavy duty MS pipe conforming to IS&lt;br&gt;3589/IS 1239 including Welding, fittings like elbows, tees, flanges, tapers, nuts bolts, gaskets&lt;br&gt;etc. and fixing the pipe on the wall/ceiling with suitable clamp/support frame and painting with&lt;br&gt;two or more coats of synthetic enamel paint of required shade complete as required :32MM DIA | BI01010001010000000000000515BI0100001144 | 8 | each |  |  |  | Excess(+) | 1 | Full Conversion | INR | [40 empty] | #VALUE! | #VALUE! | #VALUE!
7.08 | od161102/2024_2025 : Providing, laying, testing &amp; commissioning of &apos;C&apos; class heavy duty MS pipe conforming to IS&lt;br&gt;3589/IS 1239 including Welding, fittings like elbows, tees, flanges, tapers, nuts bolts, gaskets&lt;br&gt;etc. and fixing the pipe on the wall/ceiling with suitable clamp/support frame and painting with&lt;br&gt;two or more coats of synthetic enamel paint of required shade complete as required :40MM DIA | BI01010001010000000000000515BI0100001145 | 40 | each |  |  |  | Excess(+) | 1 | Full Conversion | INR | [40 empty] | #VALUE! | #VALUE! | #VALUE!
7.09 | od161104/2024_2025 : Providing, laying, testing &amp; commissioning of &apos;C&apos; class heavy duty MS pipe conforming to IS&lt;br&gt;3589/IS 1239 including Welding, fittings like elbows, tees, flanges, tapers, nuts bolts, gaskets&lt;br&gt;etc. and fixing the pipe on the wall/ceiling with suitable clamp/support frame and painting with&lt;br&gt;two or more coats of synthetic enamel paint of required shade complete as required :50mm dia | BI01010001010000000000000515BI0100001146 | 30 | each |  |  |  | Excess(+) | 1 | Full Conversion | INR | [40 empty] | #VALUE! | #VALUE! | #VALUE!
7.1 | od161106/2024_2025 : Providing, laying, testing &amp; commissioning of &apos;C&apos; class heavy duty MS pipe conforming to IS&lt;br&gt;3589/IS 1239 including Welding, fittings like elbows, tees, flanges, tapers, nuts bolts, gaskets&lt;br&gt;etc. and fixing the pipe on the wall/ceiling with suitable clamp/support frame and painting with&lt;br&gt;two or more coats of synthetic enamel paint of required shade complete as required :65mm dia | BI01010001010000000000000515BI0100001147 | 42 | each |  |  |  | Excess(+) | 1 | Full Conversion | INR | [40 empty] | #VALUE! | #VALUE! | #VALUE!
7.11 | od161108/2024_2025 : Providing, laying, testing &amp; commissioning of &apos;C&apos; class heavy duty MS pipe conforming to IS&lt;br&gt;3589/IS 1239 including Welding, fittings like elbows, tees, flanges, tapers, nuts bolts, gaskets&lt;br&gt;etc. and fixing the pipe on the wall/ceiling with suitable clamp/support frame and painting with&lt;br&gt;two or more coats of synthetic enamel paint of required shade complete as required :80mm | BI01010001010000000000000515BI0100001148 | 51 | each |  |  |  | Excess(+) | 1 | Full Conversion | INR | [40 empty] | #VALUE! | #VALUE! | #VALUE!
7.12 | od161067/2024_2025 : Providing, laying, testing &amp; commissioning of &apos;C&apos; class heavy duty MS pipe conforming to IS&lt;br&gt;3589/IS 1239 including Welding, fittings like elbows, tees, flanges, tapers, nuts bolts, gaskets&lt;br&gt;etc. and fixing the pipe on the wall/ceiling with suitable clamp/support frame and painting with&lt;br&gt;two or more coats of synthetic enamel paint of required shade complete as required :100 mm | BI01010001010000000000000515BI0100001149 | 25 | metre |  |  |  | Excess(+) | 1 | Full Conversion | INR | [40 empty] | #VALUE! | #VALUE! | #VALUE!
7.13 | od161111/2024_2025 : Supply,Installation,Testing &amp; Commissioning of Bronze body lever operated&lt;br&gt;stainless steel ball valve (PN 20) of approved make with necessary MTA fittings in&lt;br&gt;position as per drawings.-25 mm dia | BI01010001010000000000000515BI0100001150 | 15 | each |  |  |  | Excess(+) | 1 | Full Conversion | INR | [40 empty] | #VALUE! | #VALUE! | #VALUE!
8 | FIRE ALARMS (ADDRESSABLE) SYSTEM | BI01010001010000000000000515BI0100001151 | [6 empty] | 1
8.01 | od161054/2024_2025 : Supplying, installation, testing and commissioning of micro processor based&lt;br&gt;intelligent addressable main fire alarm panel, central processing unit with the&lt;br&gt;following loop modules and capable of supporting not less than 240 devices&lt;br&gt;(including detectors) and minimum 120 detectors per loop and loop length up to 2&lt;br&gt;km, network communication card, minimum 320 character graphics/ LCD display&lt;br&gt;with touch screen or other keypad and minimum 4000 events history log in the non&lt;br&gt;volatile memory (EPROM), power supply unit (230 &plusmn; 5 % V, 50 hz), 48 hrs back-up&lt;br&gt;with 24 volt sealed maintenance free batteries with automatic charger. The panel&lt;br&gt;shall have facility to connect printer to printout log and facility to have seamless&lt;br&gt;integration with analog/digital voice evacuation system ( which is part of the schedule&lt;br&gt;of work under SH: PA System) and shall be complete with all accessories . The&lt;br&gt;panel shall be compatible for IBMS system with open protocol Bacnet/ Modbus over&lt;br&gt;IP complete as per specifications. 2LOOP PANEL | BI01010001010000000000000515BI0100001152 | 1 | each |  |  |  | Excess(+) | 1 | Full Conversion | INR | [40 empty] | #VALUE! | #VALUE! | #VALUE!
8.02 | od161062/2024_2025 : Supplying, installation, testing &amp; commissioning of fault isolator complete with base&lt;br&gt;as required. | BI01010001010000000000000515BI0100001153 | 8 | each |  |  |  | Excess(+) | 1 | Full Conversion | INR | [40 empty] | #VALUE! | #VALUE! | #VALUE!
8.03 | od161066/2024_2025 : Supplying, installation, testing &amp; commissioning of addressable manual call point&lt;br&gt;complete as required. | BI01010001010000000000000515BI0100001154 | 6 | each |  |  |  | Excess(+) | 1 | Full Conversion | INR | [40 empty] | #VALUE! | #VALUE! | #VALUE!
8.04 | od161077/2024_2025 : Supplying, installation, testing &amp; commisssioning of intelligent addressable&lt;br&gt;programmable sounder complete as required | BI01010001010000000000000515BI0100001155 | 7 | each |  |  |  | Excess(+) | 1 | Full Conversion | INR | [40 empty] | #VALUE! | #VALUE! | #VALUE!
8.05 | od161078/2024_2025 : Supplying, installation, testing &amp; commissioning of intelligent addressable thermal&lt;br&gt;detector with rate of rise cum fixed tempreature thermistor complete with base as&lt;br&gt;required. | BI01010001010000000000000515BI0100001156 | 4 | each |  |  |  | Excess(+) | 1 | Full Conversion | INR | [40 empty] | #VALUE! | #VALUE! | #VALUE!
8.06 | od161089/2024_2025 : Supplying &amp; laying of 2x1.5 sqmm fire alarm armoured cable, 600/1000V rated with&lt;br&gt;annealed copper conductor having XLPE insulation, steel wire armouring &amp; FRLS&lt;br&gt;outer sheath complete as required. | BI01010001010000000000000515BI0100001157 | 530 | metre |  |  |  | Excess(+) | 1 | Full Conversion | INR | [40 empty] | #VALUE! | #VALUE! | #VALUE!
8.07 | od161091/2024_2025 : Supplying, installation, testing &amp; commissioning of addressable fire control module&lt;br&gt;complete as required. | BI01010001010000000000000515BI0100001158 | 5 | each |  |  |  | Excess(+) | 1 | Full Conversion | INR | [40 empty] | #VALUE! | #VALUE! | #VALUE!
8.08 | od161096/2024_2025 : Supplying, installation, testing &amp; commissioning of intelligent analog addressable&lt;br&gt;photothermal detector complete with mounting base complete as required. | BI01010001010000000000000515BI0100001159 | 90 | each |  |  |  | Excess(+) | 1 | Full Conversion | INR | [40 empty] | #VALUE! | #VALUE! | #VALUE!
8.09 | od161098/2024_2025 : Supplying, installation, testing &amp; commissioning response indicator on surface/&lt;br&gt;recess MS box having two LEDs metallic cover complete with all connections etc.&lt;br&gt;as required. | BI01010001010000000000000515BI0100001160 | 60 | each |  |  |  | Excess(+) | 1 | Full Conversion | INR | [40 empty] | #VALUE! | #VALUE! | #VALUE!
8.1 | od161100/2024_2025 : Supply installation and testing and commissioning of Flow Switches as shown and&lt;br&gt;as specified in the specifications and drawings. | BI01010001010000000000000515BI0100001161 | 4 | each |  |  |  | Excess(+) | 1 | Full Conversion | INR | [40 empty] | #VALUE! | #VALUE! | #VALUE!
8.11 | od161105/2024_2025 : Supply,Installation,Testing and Commissioning of Intelligent Addressable monitor&lt;br&gt;modules for Sprinkler Flow Switch, Fire doors, magnetic contacts &amp; WLD&lt;br&gt;monitoring complete as required as per specifications | BI01010001010000000000000515BI0100001162 | 4 | each |  |  |  | Excess(+) | 1 | Full Conversion | INR | [40 empty] | #VALUE! | #VALUE! | #VALUE!
9 | TWO WAY TALK BACK SYSTEM | BI01010001010000000000000515BI0100001163 | [6 empty] | 1
9.01 | od161048/2024_2025 : Supply, installation, testing &amp; commissioning of automatic 6 ZONE master&lt;br&gt;control console to connect 16&lt;br&gt;no.s of PA Talk back unit microprocess based&lt;br&gt;complete with floor to floor announcing and talkback&lt;br&gt;facilities with the&lt;br&gt;following features and made functional:(a)Feather type keypads to select the&lt;br&gt;zones.&lt;br&gt;(b) Moulded plastic attractive enclosure. (c)Back light Liquid Crystal Display (LCD) (d) User friendly&lt;br&gt;interactive display.(e)Announcement selector&lt;br&gt;PTTSwitch. (f)Listen selector switch. (g) All Call switch to&lt;br&gt;select all zones&lt;br&gt;simultaneously for announcement (h) Zones Call Display On the LCD With Audio&lt;br&gt;Alarm.&lt;br&gt;Panel to be installed in the Fire Control Room | BI01010001010000000000000515BI0100001164 | 1 | each |  |  |  | Excess(+) | 1 | Full Conversion | INR | [40 empty] | #VALUE! | #VALUE! | #VALUE!
9.02 | od161060/2024_2025 : Supply, laying, testing and commisioning of 4Cx 1.0 Sqmm PVC insulated, Tinned&lt;br&gt;Copper Conductor cable | BI01010001010000000000000515BI0100001165 | 120 | metre |  |  |  | Excess(+) | 1 | Full Conversion | INR | [40 empty] | #VALUE! | #VALUE! | #VALUE!
9.03 | od161070/2024_2025 : Controller Unit Goose neck type microphone and with the following features: (i)&lt;br&gt;Built in Power supply.( ii) Zone Selector switching Circuit (iii) Terminal blocks to&lt;br&gt;terminate zones wires, amplifier wires etc., (iv) Zone Call processing Circuit etc&lt;br&gt;and made functional .Panel to be installed in the Fire Control Room. | BI01010001010000000000000515BI0100001166 | 1 | each |  |  |  | Excess(+) | 1 | Full Conversion | INR | [40 empty] | #VALUE! | #VALUE! | #VALUE!
9.04 | od161076/2024_2025 : Supply,installation,testing and commisioning of Public Address speaker with talk&lt;br&gt;back facility 6 Watts with LMT and call switch, made out of powder coated CRC A&lt;br&gt;sheet ,wall mounting type and to be installed at a height of not less than 150 CM&lt;br&gt;from the finished floor levels, suitable for concealed mounting. | BI01010001010000000000000515BI0100001167 | 4 | each |  |  |  | Excess(+) | 1 | Full Conversion | INR | [40 empty] | #VALUE! | #VALUE! | #VALUE!
9.05 | od161080/2024_2025 : Supplying and fixing of following sizes of medium class PVC conduit along with accessories in surface/recess including cutting the wall and making good the same in case of recessed conduit as required 25 mm | BI01010001010000000000000515BI0100001168 | 120 | metre |  |  |  | Excess(+) | 1 | Full Conversion | INR | [40 empty] | #VALUE! | #VALUE! | #VALUE!
10 | DUCT DOOR | BI01010001010000000000000515BI0100001169 | [6 empty] | 1
10.01 | od161050/2024_2025 : Providing and fixing of Sheet metal duct door for the fire duct size 1500 X900mm&lt;br&gt;,fabricated from 16SWG GI CR Sheet &amp; 18SWG shutter, sheets fully powder&lt;br&gt;coated as per standard colour requirements of the Client with door handle, hinges&lt;br&gt;and locking arrangements. | BI01010001010000000000000515BI0100001170 | 5 | each |  |  |  | Excess(+) | 1 | Full Conversion | INR | [40 empty] | #VALUE! | #VALUE! | #VALUE!
11 | SIGNAGES | BI01010001010000000000000515BI0100001171 | [6 empty] | 1
11.01 | od161061/2024_2025 : Providing and installation in position Signage with printed SAFE ASSEMBLY&lt;br&gt;AREA, of 1.25 cm height letters in red with white background.The size of the&lt;br&gt;board shall be 40x30 cm and shall be fixed at the safe assembly areas demarked&lt;br&gt;outside the building | BI01010001010000000000000515BI0100001172 | 1 | each |  |  |  | Excess(+) | 1 | Full Conversion | INR | [40 empty] | #VALUE! | #VALUE! | #VALUE!
11.02 | od161069/2024_2025 : Providing and installation in position the following type of sign boards made out of&lt;br&gt;3 mm thick &quot;Opaque&quot; PVC foam board with computer cut,Photoluminescent type&lt;br&gt;self glowing vinyle painted foam board,complete with mirror fastners,&lt;br&gt;glasscovering etc.Samples has to approved by the Architect before procuring the&lt;br&gt;same. Floor indentification signages (ie,GROUNDFLOOR,FIRSTFLOOR,&hellip;etc.)&lt;br&gt;at each stair enclosure on every floor,indicating the floor number in words,lettering&lt;br&gt;size shall be7.5cm with contrasting colour from background. | BI01010001010000000000000515BI0100001173 | 4 | each |  |  |  | Excess(+) | 1 | Full Conversion | INR | [40 empty] | #VALUE! | #VALUE! | #VALUE!
11.03 | od161074/2024_2025 : Providing and installation in position the following type of sign boards made out of&lt;br&gt;3 mm thick &quot;Opaque&quot; PVC foam board with computer cut,Photoluminescent type&lt;br&gt;self glowing vinyle painted foam board,complete with mirror fastners,&lt;br&gt;glasscovering etc.Samples has to approved by the Architect before procuring the&lt;br&gt;same. Signage with printed IN CASE OF FIRE DO NOT USE LIFT,USE THE&lt;br&gt;STAIRS,of 1.25 cm height letters in red with white background. The board shall be&lt;br&gt;fixed at the height of 2 mts. from finished floor near lifts. | BI01010001010000000000000515BI0100001174 | 4 | each |  |  |  | Excess(+) | 1 | Full Conversion | INR | [40 empty] | #VALUE! | #VALUE! | #VALUE!
11.04 | od161084/2024_2025 : Supply and installation in position self glowing Signage with printed IN CASE OF&lt;br&gt;FIRE BREAK GLASS, of 1.25cm height letters in red with white background.The&lt;br&gt;size of the board shall be 10x15 cm and shall be fixed at the height of 2 mts. from&lt;br&gt;finished floor near the Manual Call Points. | BI01010001010000000000000515BI0100001175 | 7 | each |  |  |  | Excess(+) | 1 | Full Conversion | INR | [40 empty] | #VALUE! | #VALUE! | #VALUE!
11.05 | od161090/2024_2025 : Providing and installation in position 1 x 6W, 240 V, 1 ph, 50 Hz indoor type&lt;br&gt;emergency exit light fixture with 1.3 AH 4hrs battery back up unit, LED Lamps,&lt;br&gt;indicating Fire Exit, recess mounted type. 24hrs x 7days working conditional. | BI01010001010000000000000515BI0100001176 | 8 | each |  |  |  | Excess(+) | 1 | Full Conversion | INR | [40 empty] | #VALUE! | #VALUE! | #VALUE!
11.06 | od161093/2024_2025 : Providing and installation in position self glowing Signage with printed FIRE&lt;br&gt;EXTINGUISHER /FIREHYDRANT /FIREFIGHTING EQUIPMENTS&lt;br&gt;OREDINSIDE, of 1.25 cm height letters in red with white background. The size of&lt;br&gt;the board shall be 25 x35 cm and shall be fixed at the height of 2 mts. from&lt;br&gt;finished floor near the fire ducts | BI01010001010000000000000515BI0100001177 | 10 | each |  |  |  | Excess(+) | 1 | Full Conversion | INR | [40 empty] | #VALUE! | #VALUE! | #VALUE!
11.07 | od161095/2024_2025 : Providing and installation in position self glowing &quot;FIREEXIT&quot; / &quot;EXIT&quot; signboards&lt;br&gt;with directional arrow markings of made of luminescent safety ,rigid sheet in green&lt;br&gt;colour,photoluminescent type Samples has to be approved by the Architect before procuring the same. | BI01010001010000000000000515BI0100001178 | 6 | each |  |  |  | Excess(+) | 1 | Full Conversion | INR | [40 empty] | #VALUE! | #VALUE! | #VALUE!
12 | FIRE EXTINGUISHER | BI01010001010000000000000515BI0100001179 | [6 empty] | 1
12.01 | od161051/2024_2025 : Supply and fixing of 2Kg CO2 (Wheel) Type Fire Extinguisher, Design,&lt;br&gt;construction and testing as per IS 2878 -2004 externally painted with PO Red&lt;br&gt;Shade No. 538 of IS 5, Supplied with standard accessories. | BI01010001010000000000000515BI0100001180 | 3 | each |  |  |  | Excess(+) | 1 | Full Conversion | INR | [40 empty] | #VALUE! | #VALUE! | #VALUE!
12.02 | od161057/2024_2025 : Supplying and installing at approved location approved make fire buckets of 24&lt;br&gt;gauge galvanized steel sheet, standard 9 litre capacity and of round bottom&lt;br&gt;shape, painted white inside and red outside and black on the bottom, inscribed with letters &ldquo;FIRE&rdquo; in black and gold. Cost shall be inclusive of providing MS stand&lt;br&gt;for 4 nos of fire buckes, or , duly painted over a coat of primer. | BI01010001010000000000000515BI0100001181 | 1 | each |  |  |  | Excess(+) | 1 | Full Conversion | INR | [40 empty] | #VALUE! | #VALUE! | #VALUE!
12.03 | od161064/2024_2025 : Supply and fixing of 4.5 Kg CO2 (Wheel) Type Fire Extinguisher, Design,&lt;br&gt;construction and testing as per IS 2878 -2004 externally painted with PO Red&lt;br&gt;Shade No. 538 of IS 5, Supplied with standard accessories. | BI01010001010000000000000515BI0100001182 | 1 | each |  |  |  | Excess(+) | 1 | Full Conversion | INR | [40 empty] | #VALUE! | #VALUE! | #VALUE!
12.04 | od161075/2024_2025 : Supply and fixing of 2Kg ABC Dry Powder (Stored Pressure) Type Fire&lt;br&gt;Extinguisher. pressurized with dry nitrogen gas at 15 bar. Design, construction&lt;br&gt;and testing as per IS 2171-1999 external epoxy powder coating with PO Red&lt;br&gt;Shade No. 538 of IS 5, Supplied with standard accessories. | BI01010001010000000000000515BI0100001183 | 8 | each |  |  |  | Excess(+) | 1 | Full Conversion | INR | [40 empty] | #VALUE! | #VALUE! | #VALUE!
12.05 | od161082/2024_2025 : Supply and fixing of 2 Kg Fire Extinguisher Clean Agent HFC 236 FA, Stored&lt;br&gt;Pressure Type, Pressure Gauge, Ozone Depletion Potential Zero, Gross Weight&lt;br&gt;3.7 Kg, Empty Weight 1.7 Kg,, Discharge time minimum 8 Seconds, Controllable&lt;br&gt;discharge mechanism, Range minimum 2 Meters IS 15683 | BI01010001010000000000000515BI0100001184 | 2 | each |  |  |  | Excess(+) | 1 | Full Conversion | INR | [40 empty] | #VALUE! | #VALUE! | #VALUE!
12.06 | od161085/2024_2025 : Supply and fixing of 4 Kg ABC Dry Powder (Stored Pressure) Type Fire&lt;br&gt;Extinguisher. pressurized with dry nitrogen gas at 15 bar. Design, construction&lt;br&gt;and testing as per IS 2171-1999 external epoxy powder coating with PO Red&lt;br&gt;Shade No. 538 of IS 5, Supplied with standard accessories.&lt;br&gt; | BI01010001010000000000000515BI0100001185 | 3 | each |  |  |  | Excess(+) | 1 | Full Conversion | INR | [40 empty] | #VALUE! | #VALUE! | #VALUE!
13 | Electrification | BI01010001010000000000000515BI0100001186 | [6 empty] | 1 | [45 empty] | 1.01 | Supplying, Conveying and fixing spls. Including eart | item1 | 123.223 | Nos
13.01 | 1.10.3 : Wiring for light point/ fan point/ exhaust fan point/ call bell point with 1.5 sq.mm FRLS PVC insulated copper conductor single core cable in surface / recessed medium class PVC conduit, with modular switch, modular plate, suitable GI box and earthing the point with 1.5 sq.mm. FRLS PVC insulated copper conductor single core cable etc as required.Group C |  | 364 | point |  |  |  | Excess(+) | 1 | Full Conversion | INR | [40 empty] | #VALUE! | #VALUE! | #VALUE! | 1.02 | Construction of chamber for 100mm sluice plates | item2 | 213 | Nos
13.02 | 1.11 : Wiring for twin control light point with 1.5 sq.mm FRLS PVC insulated copper conductor single core cable in surface / recessed medium class PVC conduit, 2 way modular switch, modular plate, suitable GI box and earthing the point with 1.5 sq.mm. FRLS PVC insulated copper conductor single core cable etc as required. |  | 8 | point |  |  |  | Excess(+) | 1 | Full Conversion | INR | [40 empty] | #VALUE! | #VALUE! | #VALUE! | 2 | Construction of chamber for 100mm sluices valve | item3 | 10 | Nos
13.03 | od139220/2024_2025 : Wiring combined plug point together with the light point/ fan point/ exhaust fan point/ call bell point including 6 A 5 pin modular socket controlled by 6A one way modular switch in the existing switch board and giving connection to the phase,neutral and earth terminal with 1.5 sq.mm. FRLS PVC insulated copper conductor single core cable ( Green wire for earthing) etc as required. |  | 60 | point |  |  |  | Excess(+) | 1 | Full Conversion | INR | [40 empty] | #VALUE! | #VALUE! | #VALUE!
13.04 | 90.3.19.3 : Supply conveyance, installation, testing and commissioning the light fittings of following types made from CRCA sheet 0.5mm thickness with all accessories and lamps directly on wall and giving connections with 16/0.20 mm 3 core PVC insulated and sheathed round copper conductor flex wire or extending the original wiring and giving connections as required |  | 218 | each |  |  |  | Excess(+) | 1 | Full Conversion | INR | [40 empty] | #VALUE! | #VALUE! | #VALUE!
13.05 | od141139/2024_2025 : Supply, Installation, Testing and Commissioning of 1200 mm sweep, BEE 5 star rated, ceiling fan with Brush Less Direct Current (BLDC) Motor, class of insulation: B, 3 nos. blades, 30 cm long down rod, 2 nos. canopies, shackle kit, safety rope, copper winding, Power Factor not less than 0.9, Service Value (CMM/W) minimum 6.85, Air delivery minimum 215 CMM, 350 RPM (tolerance as per IS : 374- 2019), THD less than 10%, remote or electronic regulator unit for speed control and all remaining accessories including safety pin, nut bolts, washers, temperature rise=75 degree C (max.), insulation resistance more than 2 mega ohm, suitable for 230 V, 50 Hz, single phase AC Supply, earthing etc. complete as required.&lt;br&gt;&lt;br&gt; |  | 79 | each |  |  |  | Excess(+) | 1 | Full Conversion | INR | [40 empty] | #VALUE! | #VALUE! | #VALUE!
13.06 | 90.4.1 : Supply and installation of suitable size MS rod type fan clamp in the RCC slab as per IS 732 as required. |  | 79 | each |  |  |  | Excess(+) | 1 | Full Conversion | INR | [40 empty] | #VALUE! | #VALUE! | #VALUE!
13.07 | 1.25 : Supplying and fixing two module stepped type electronic fan regulator on the existing modular plate switch box including connections but excluding modular plate etc. as required. |  | 79 | each |  |  |  | Excess(+) | 1 | Full Conversion | INR | [40 empty] | #VALUE! | #VALUE! | #VALUE!
13.08 | od141140/2024_2025 : Supply, conveyance, installation , testing and commissioning of 300/305 mm sweep Light Duty Exhaust fan in metal frame working on 230 V A/C in the existing opening, fixing necessary anchor bolts / bolt and nuts etc., as required including giving connections with the supplied wire along with the&nbsp;exhaust&nbsp;fan. |  | 17 | each |  |  |  | Excess(+) | 1 | Full Conversion | INR | [40 empty] | #VALUE! | #VALUE! | #VALUE!
13.09 | 90.4.8 : Charges for cutting holes suitable for accommodating exhaust fans up to 305mm sweep including plastering colour washing etc. as required. |  | 17 | each |  |  |  | Excess(+) | 1 | Full Conversion | INR | [40 empty] | #VALUE! | #VALUE! | #VALUE!
13.1 | od141126/2024_2025 : Supply ,installation,testing and commissioning of 700lm pressure die cast housing Bulk head with IP65 protection &amp; IK 08 having efficacy not less than 105lm/W and giving connection with 3 core flex wire as required.&lt;br&gt;&lt;br&gt; |  | 4 | each |  |  |  | Excess(+) | 1 | Full Conversion | INR | [40 empty] | #VALUE! | #VALUE! | #VALUE!
13.11 | 90.15.4.2 : Supply Conveyance, installation, testing and commissioning of 36/40W LED street light output greater than 105lumen/W 4000-6000 K with IP 66 protection LED Chip make Cree/Lumilled/Nichea with power factor greater than 0.95 at full load, internal surge protection up to 8 KV,and Aluminium pressure die-cast Powder coated housing,acrylic cover complete with THD less than 10%, power factor greater than 0.98, RoHS compliant, duly wired up for use on 230 V AC supply. Driver compartment should be seperatly accessible for maintenance (LM 79&80 certificates from NABL accredited Third party lab to be produced mentioning chip manufacturer) |  | 13 | each |  |  |  | Excess(+) | 1 | Full Conversion | INR | [40 empty] | #VALUE! | #VALUE! | #VALUE!
13.12 | 90.3.18.2 : Supply, fabrication, conveyance and fixing the following sizes of B class GI pipe bent to shape / cut and welded to shape and fixing the same to wall / parapet using clamps as noted along with each size, painting with 2 coats of synthetic enamel paint over a coat of zinc chromate primer, making good the damages, colour washing etc as required. |  | 20 | metre |  |  |  | Excess(+) | 1 | Full Conversion | INR | [40 empty] | #VALUE! | #VALUE! | #VALUE!
13.13 | 90.5.1.3 : Supply and fixing the following types of superior quality 250V A.C call bell on existing M.S. box and giving connections with required length of 3 core, 16 / 0.20mm 650/1100V grade PVC insulated and PVC sheathed round copper conductor flex wire conforming to relevant ISS or with the extended original wiring, earthing the MS box and making good the surface as required. |  | 4 | each |  |  |  | Excess(+) | 1 | Full Conversion | INR | [40 empty] | #VALUE! | #VALUE! | #VALUE!
13.14 | 1.58 : Supplying and fixing PVC batten/ angle holder including connection etc. as required. |  | 22 | each |  |  |  | Excess(+) | 1 | Full Conversion | INR | [40 empty] | #VALUE! | #VALUE! | #VALUE!
13.15 | od139274/2024_2025 : Supply and Installing B22 type 9W LED Bulb of 100 lumen/watt with PF 0.95. |  | 26 | each |  |  |  | Excess(+) | 1 | Full Conversion | INR | [40 empty] | #VALUE! | #VALUE! | #VALUE!
13.16 | 1.17.3 : Supplying and drawing following sizes of FRLS PVC insulated copper conductor, single core cable in the existing surface / recessed steel/ PVC conduit as required.3 X 1.5 sq.mm |  | 1500 | metre |  |  |  | Excess(+) | 1 | Full Conversion | INR | [40 empty] | #VALUE! | #VALUE! | #VALUE!
13.17 | 1.17.4 : Supplying and drawing following sizes of FRLS PVC insulated copper conductor, single core cable in the existing surface / recessed steel/ PVC conduit as required.4 x 1.5 sq. mm |  | 100 | metre |  |  |  | Excess(+) | 1 | Full Conversion | INR | [40 empty] | #VALUE! | #VALUE! | #VALUE!
13.18 | 1.17.5 : Supplying and drawing following sizes of FRLS PVC insulated copper conductor, single core cable in the existing surface / recessed steel/ PVC conduit as required.5 X 1.5 Sq. mm |  | 100 | metre |  |  |  | Excess(+) | 1 | Full Conversion | INR | [40 empty] | #VALUE! | #VALUE! | #VALUE!
13.19 | 1.17.6 : Supplying and drawing following sizes of FRLS PVC insulated copper conductor, single core cable in the existing surface / recessed steel/ PVC conduit as required.6 x 1.5 sq. mm |  | 100 | metre |  |  |  | Excess(+) | 1 | Full Conversion | INR | [40 empty] | #VALUE! | #VALUE! | #VALUE!
13.2 | 1.17.7 : Supplying and drawing following sizes of FRLS PVC insulated copper conductor, single core cable in the existing surface / recessed steel/ PVC conduit as required.7 x 1.5 sq. mm |  | 100 | metre |  |  |  | Excess(+) | 1 | Full Conversion | INR | [40 empty] | #VALUE! | #VALUE! | #VALUE!
13.21 | 1.17.12 : Supplying and drawing following sizes of FRLS PVC insulated copper conductor, single core cable in the existing surface / recessed steel/ PVC conduit as required.3 x 2.5 sq. mm |  | 700 | metre |  |  |  | Excess(+) | 1 | Full Conversion | INR | [40 empty] | #VALUE! | #VALUE! | #VALUE!
13.22 | 1.17.15 : Supplying and drawing following sizes of FRLS PVC insulated copper conductor, single core cable in the existing surface / recessed steel/ PVC conduit as required.6 x 2.5 sq. mm |  | 300 | metre |  |  |  | Excess(+) | 1 | Full Conversion | INR | [40 empty] | #VALUE! | #VALUE! | #VALUE!
13.23 | 1.17.21 : Supplying and drawing following sizes of FRLS PVC insulated copper conductor, single core cable in the existing surface / recessed steel/ PVC conduit as required.3 x 4 sq. mm |  | 500 | metre |  |  |  | Excess(+) | 1 | Full Conversion | INR | [40 empty] | #VALUE! | #VALUE! | #VALUE!
13.24 | 1.17.23 : Supplying and drawing following sizes of FRLS PVC insulated copper conductor, single core cable in the existing surface / recessed steel/ PVC conduit as required.5 x 4 sq. mm |  | 400 | metre |  |  |  | Excess(+) | 1 | Full Conversion | INR | [40 empty] | #VALUE! | #VALUE! | #VALUE!
13.25 | 1.17.24 : Supplying and drawing following sizes of FRLS PVC insulated copper conductor, single core cable in the existing surface / recessed steel/ PVC conduit as required.6 x 4 sq. mm |  | 400 | mm |  |  |  | Excess(+) | 1 | Full Conversion | INR | [40 empty] | #VALUE! | #VALUE! | #VALUE!
13.26 | 1.17.31 : Supplying and drawing following sizes of FRLS PVC insulated copper conductor, single core cable in the existing surface / recessed steel/ PVC conduit as required.4 x 6 sq. mm |  | 400 | metre |  |  |  | Excess(+) | 1 | Full Conversion | INR | [40 empty] | #VALUE! | #VALUE! | #VALUE!
13.27 | 1.17.32 : Supplying and drawing following sizes of FRLS PVC insulated copper conductor, single core cable in the existing surface / recessed steel/ PVC conduit as required.5 x 6 sq. mm |  | 800 | metre |  |  |  | Excess(+) | 1 | Full Conversion | INR | [40 empty] | #VALUE! | #VALUE! | #VALUE!
13.28 | 90.6.4.54 : Supply and drawing 650/1100 V grade FRLS PVC insulated stranded single core copper conductor cables conforming to IS 694 part I 1990 in the existing surface / recess conduit as required including giving necessary connections of the following sizes. |  | 800 | metre |  |  |  | Excess(+) | 1 | Full Conversion | INR | [40 empty] | #VALUE! | #VALUE! | #VALUE!
13.29 | 90.6.4.55 : Supply and drawing 650/1100 V grade FRLS PVC insulated stranded single core copper conductor cables conforming to IS 694 part I 1990 in the existing surface / recess conduit as required including giving necessary connections of the following sizes. |  | 800 | metre |  |  |  | Excess(+) | 1 | Full Conversion | INR | [40 empty] | #VALUE! | #VALUE! | #VALUE!
13.3 | 1.21.1 : Supplying and fixing of following sizes of medium class PVC conduit along with accessories in surface/ recess including cutting the wall and making good the same in case of recessed conduit as required.20 mm |  | 3500 | metre |  |  |  | Excess(+) | 1 | Full Conversion | INR | [40 empty] | #VALUE! | #VALUE! | #VALUE!
13.31 | 1.21.2 : Supplying and fixing of following sizes of medium class PVC conduit along with accessories in surface/ recess including cutting the wall and making good the same in case of recessed conduit as required.25 mm |  | 2500 | metre |  |  |  | Excess(+) | 1 | Full Conversion | INR | [40 empty] | #VALUE! | #VALUE! | #VALUE!
13.32 | 1.21.3 : Supplying and fixing of following sizes of medium class PVC conduit along with accessories in surface/ recess including cutting the wall and making good the same in case of recessed conduit as required.32 mm |  | 500 | metre |  |  |  | Excess(+) | 1 | Full Conversion | INR | [40 empty] | #VALUE! | #VALUE! | #VALUE!
13.33 | 1.27.1 : Supplying and fixing following size/ modules, GI box alongwith modular base & cover plate for modular switches in recess etc as required.1 or 2 Module (75mmX75mm) |  | 32 | each |  |  |  | Excess(+) | 1 | Full Conversion | INR | [40 empty] | #VALUE! | #VALUE! | #VALUE!
13.34 | 1.27.2 : Supplying and fixing following size/ modules, GI box alongwith modular base & cover plate for modular switches in recess etc as required.3 Module (100mmX75mm) |  | 18 | each |  |  |  | Excess(+) | 1 | Full Conversion | INR | [40 empty] | #VALUE! | #VALUE! | #VALUE!
13.35 | 1.27.4 : Supplying and fixing following size/ modules, GI box alongwith modular base & cover plate for modular switches in recess etc as required.6 Module (200mmX75mm) |  | 28 | each |  |  |  | Excess(+) | 1 | Full Conversion | INR | [40 empty] | #VALUE! | #VALUE! | #VALUE!
13.36 | 1.27.5 : Supplying and fixing following size/ modules, GI box alongwith modular base & cover plate for modular switches in recess etc as required.8 Module (125mmX125mm) |  | 10 | each |  |  |  | Excess(+) | 1 | Full Conversion | INR | [40 empty] | #VALUE! | #VALUE! | #VALUE!
13.37 | 1.24.1 : Supplying and fixing following modular switch/ socket on the existing modular plate & switch box including connections but excluding modular plate etc. as required.5/6 amps switch |  | 76 | each |  |  |  | Excess(+) | 1 | Full Conversion | INR | [40 empty] | #VALUE! | #VALUE! | #VALUE!
13.38 | 1.24.3 : Supplying and fixing following modular switch/ socket on the existing modular plate & switch box including connections but excluding modular plate etc. as required.15/16 amp switch |  | 18 | each |  |  |  | Excess(+) | 1 | Full Conversion | INR | [40 empty] | #VALUE! | #VALUE! | #VALUE!
13.39 | 1.24.4 : Supplying and fixing following modular switch/ socket on the existing modular plate & switch box including connections but excluding modular plate etc. as required.3 pin 5/6 amp socket outlet |  | 86 | each |  |  |  | Excess(+) | 1 | Full Conversion | INR | [40 empty] | #VALUE! | #VALUE! | #VALUE!
13.4 | 1.24.5 : Supplying and fixing following modular switch/ socket on the existing modular plate & switch box including connections but excluding modular plate etc. as required.6 pin 15/16 amp socket outlet |  | 18 | each |  |  |  | Excess(+) | 1 | Full Conversion | INR | [40 empty] | #VALUE! | #VALUE! | #VALUE!
13.41 | 90.10.3.14 : Supply and Fixing the following modular switches & accessories in the existing front plates and giving necessary connections as required (RoHS compliant ) |  | 16 | each |  |  |  | Excess(+) | 1 | Full Conversion | INR | [40 empty] | #VALUE! | #VALUE! | #VALUE!
13.42 | 90.10.3.33 : Supply and Fixing the following modular switches & accessories in the existing front plates and giving necessary connections as required (RoHS compliant ) |  | 16 | each |  |  |  | Excess(+) | 1 | Full Conversion | INR | [40 empty] | #VALUE! | #VALUE! | #VALUE!
13.43 | 90.10.3.32 : Supply and Fixing the following modular switches & accessories in the existing front plates and giving necessary connections as required (RoHS compliant ) |  | 16 | each |  |  |  | Excess(+) | 1 | Full Conversion | INR | [40 empty] | #VALUE! | #VALUE! | #VALUE!
13.44 | 2.5.1 : Supplying and fixing of following ways surface/ recess mounting, vertical type, 415 volts, TPN MCB distribution board of sheet steel, dust protected, duly powder painted, inclusive of 200 amps tinned copper bus bar, common neutral link, earth bar, din bar for mounting MCB's (but without MCB's and incomer ) as required .(Note : Vertical type MCB TPDB is normally used where 3 phase outlets are required.)4 way (4 + 12), Double door |  | 4 | each |  |  |  | Excess(+) | 1 | Full Conversion | INR | [40 empty] | #VALUE! | #VALUE! | #VALUE!
13.45 | 90.11.1.11 : Supply and installation of sheet steel, phosphatised and painted, dust and vermin proof enclosure of MCB DB including copper /brass bus bar, neutral link, earth bus and DIN rail suitable for fixing MCB/ isolator etc. fixed on wall using suitable anchor bolts or fixed in recess including cutting hole on the wall , making good the damages, colour washing etc. as required |  | 8 | each |  |  |  | Excess(+) | 1 | Full Conversion | INR | [40 empty] | #VALUE! | #VALUE! | #VALUE!
13.46 | 90.11.1.18 : Supply and installation of sheet steel, phosphatised and painted, dust and vermin proof enclosure of MCB DB including copper /brass bus bar, neutral link, earth bus and DIN rail suitable for fixing MCB/ isolator etc. fixed on wall using suitable anchor bolts or fixed in recess including cutting hole on the wall , making good the damages, colour washing etc. as required |  | 4 | each |  |  |  | Excess(+) | 1 | Full Conversion | INR | [40 empty] | #VALUE! | #VALUE! | #VALUE!
13.47 | 2.3.4 : Supplying and fixing following way, single pole and neutral, sheet steel, MCB distribution board, 240 V, on surface/ recess, complete with tinned copper bus bar, neutral bus bar, earth bar, din bar, interconnections, powder painted including earthing etc. as required. (But without MCBIRCCB/Isolator16 way, Double door |  | 3 | each |  |  |  | Excess(+) | 1 | Full Conversion | INR | [40 empty] | #VALUE! | #VALUE! | #VALUE!
13.48 | od141198/2024_2025 : Supplying and fixing 63 amps rating, 240/415 volts, &quot;C&quot; curve, miniature circuit breaker suitable for inductive load of following poles in the existing MCB DB complete with connections, testing and commissioning etc. as required. 63A Triple pole&lt;br&gt;&lt;br&gt; |  | 9 | each |  |  |  | Excess(+) | 1 | Full Conversion | INR | [40 empty] | #VALUE! | #VALUE! | #VALUE!
13.49 | 2.10.1 : Supplying and fixing 5 amps to 32 amps rating, 240/415 volts, "C" curve, miniature circuit breaker suitable for inductive load of following poles in the existing MCB DB complete with connections, testing and commissioning etc. as required.Single pole |  | 186 | each |  |  |  | Excess(+) | 1 | Full Conversion | INR | [40 empty] | #VALUE! | #VALUE! | #VALUE!
13.5 | 2.10.4 : Supplying and fixing 5 amps to 32 amps rating, 240/415 volts, "C" curve, miniature circuit breaker suitable for inductive load of following poles in the existing MCB DB complete with connections, testing and commissioning etc. as required.Triple pole |  | 9 | each |  |  |  | Excess(+) | 1 | Full Conversion | INR | [40 empty] | #VALUE! | #VALUE! | #VALUE!
13.51 | 2.12.1 : Supplying and fixing following rating, double pole, 240 volts, isolator in the existing MCB DB complete with connections, testing and commissioning etc. as required.40 amps |  | 3 | each |  |  |  | Excess(+) | 1 | Full Conversion | INR | [40 empty] | #VALUE! | #VALUE! | #VALUE!
13.52 | 2.13.2 : Supplying and fixing following rating, four pole, 415 volts, isolator in the existing MCB DB complete with connections, testing and commissioning etc. as required.63 amps |  | 9 | each |  |  |  | Excess(+) | 1 | Full Conversion | INR | [40 empty] | #VALUE! | #VALUE! | #VALUE!
13.53 | 2.13.3 : Supplying and fixing following rating, four pole, 415 volts, isolator in the existing MCB DB complete with connections, testing and commissioning etc. as required.100 amps |  | 1 | each |  |  |  | Excess(+) | 1 | Full Conversion | INR | [40 empty] | #VALUE! | #VALUE! | #VALUE!
13.54 | od141199/2024_2025 : Supplying and fixing following rating, four pole, (three phase and neutral), 415 volts, residual current circuit breaker (RCCB), having a sensitivity current 30 mA in the existing MCB DB complete with connections, testing and commissioning etc. as required.&lt;br&gt;100 amps |  | 1 | each |  |  |  | Excess(+) | 1 | Full Conversion | INR | [40 empty] | #VALUE! | #VALUE! | #VALUE!
13.55 | 2.14.1 : Supplying and fixing following rating, double pole, (single phase and neutral), 240 V, residual current circuit breaker (RCCB), having a sensitivity current 30 mA in the existing MCB DB complete with connections, testing and commissioning etc. as required.25 amps |  | 1 | each |  |  |  | Excess(+) | 1 | Full Conversion | INR | [40 empty] | #VALUE! | #VALUE! | #VALUE!
13.56 | 2.15.3 : Supplying and fixing following rating, four pole, (three phase and neutral), 415 volts, residual current circuit breaker (RCCB), having a sensitivity current 30 mA in the existing MCB DB complete with connections, testing and commissioning etc. as required.63 amps |  | 9 | each |  |  |  | Excess(+) | 1 | Full Conversion | INR | [40 empty] | #VALUE! | #VALUE! | #VALUE!
13.57 | 2.15.2 : Supplying and fixing following rating, four pole, (three phase and neutral), 415 volts, residual current circuit breaker (RCCB), having a sensitivity current 30 mA in the existing MCB DB complete with connections, testing and commissioning etc. as required.40 amps |  | 9 | each |  |  |  | Excess(+) | 1 | Full Conversion | INR | [40 empty] | #VALUE! | #VALUE! | #VALUE!
13.58 | 90.12.7.39 : Supply, laying and clamping of 1 no. PVC insulated and PVC sheathed armoured aluminium power cable, 1.1 KV grade of the following sizes using clamps noted along with the cables, spacing of clamps not exceeding 60cms, making good the damages , colour washing etc. as required. |  | 80 | metre |  |  |  | Excess(+) | 1 | Full Conversion | INR | [40 empty] | #VALUE! | #VALUE! | #VALUE!
13.59 | 90.12.7.40 : Supply, laying and clamping of 1 no. PVC insulated and PVC sheathed armoured aluminium power cable, 1.1 KV grade of the following sizes using clamps noted along with the cables, spacing of clamps not exceeding 60cms, making good the damages , colour washing etc. as required. |  | 80 | metre |  |  |  | Excess(+) | 1 | Full Conversion | INR | [40 empty] | #VALUE! | #VALUE! | #VALUE!
13.6 | 90.12.7.41 : Supply, laying and clamping of 1 no. PVC insulated and PVC sheathed armoured aluminium power cable, 1.1 KV grade of the following sizes using clamps noted along with the cables, spacing of clamps not exceeding 60cms, making good the damages , colour washing etc. as required. |  | 240 | metre |  |  |  | Excess(+) | 1 | Full Conversion | INR | [40 empty] | #VALUE! | #VALUE! | #VALUE!
13.61 | 90.12.7.28 : Supply, laying and clamping of 1 no. PVC insulated and PVC sheathed armoured aluminium power cable, 1.1 KV grade of the following sizes using clamps noted along with the cables, spacing of clamps not exceeding 60cms, making good the damages , colour washing etc. as required. |  | 40 | metre |  |  |  | Excess(+) | 1 | Full Conversion | INR | [40 empty] | #VALUE! | #VALUE! | #VALUE!
13.62 | 90.12.7.29 : Supply, laying and clamping of 1 no. PVC insulated and PVC sheathed armoured aluminium power cable, 1.1 KV grade of the following sizes using clamps noted along with the cables, spacing of clamps not exceeding 60cms, making good the damages , colour washing etc. as required. |  | 40 | metre |  |  |  | Excess(+) | 1 | Full Conversion | INR | [40 empty] | #VALUE! | #VALUE! | #VALUE!
13.63 | 90.12.7.33 : Supply, laying and clamping of 1 no. PVC insulated and PVC sheathed armoured aluminium power cable, 1.1 KV grade of the following sizes using clamps noted along with the cables, spacing of clamps not exceeding 60cms, making good the damages , colour washing etc. as required. |  | 40 | metre |  |  |  | Excess(+) | 1 | Full Conversion | INR | [40 empty] | #VALUE! | #VALUE! | #VALUE!
13.64 | 90.12.7.23 : Supply, laying and clamping of 1 no. PVC insulated and PVC sheathed armoured aluminium power cable, 1.1 KV grade of the following sizes using clamps noted along with the cables, spacing of clamps not exceeding 60cms, making good the damages , colour washing etc. as required. |  | 100 | metre |  |  |  | Excess(+) | 1 | Full Conversion | INR | [40 empty] | #VALUE! | #VALUE! | #VALUE!
13.65 | 90.12.7.36 : Supply, laying and clamping of 1 no. PVC insulated and PVC sheathed armoured aluminium power cable, 1.1 KV grade of the following sizes using clamps noted along with the cables, spacing of clamps not exceeding 60cms, making good the damages , colour washing etc. as required. |  | 90 | metre |  |  |  | Excess(+) | 1 | Full Conversion | INR | [40 empty] | #VALUE! | #VALUE! | #VALUE!
13.66 | 90.12.10.6 : Supply & laying of DWC pipe in ordinary soil 0.75m below ground level including excavation |  | 50 | metre |  |  |  | Excess(+) | 1 | Full Conversion | INR | [40 empty] | #VALUE! | #VALUE! | #VALUE!
13.67 | 9.1.21 : Supplying and making end termination with brass compression gland and aluminium lugs for following size of PVC insulated and PVC sheathed / XLPE aluminium conductor cable of 1.1 KV grade as required.3 1/2X 35 sq. mm (32mm) |  | 2 | set |  |  |  | Excess(+) | 1 | Full Conversion | INR | [40 empty] | #VALUE! | #VALUE! | #VALUE!
13.68 | 9.1.22 : Supplying and making end termination with brass compression gland and aluminium lugs for following size of PVC insulated and PVC sheathed / XLPE aluminium conductor cable of 1.1 KV grade as required.3 1/2 X 50 sq. mm (35mm) |  | 2 | set |  |  |  | Excess(+) | 1 | Full Conversion | INR | [40 empty] | #VALUE! | #VALUE! | #VALUE!
13.69 | 9.1.26 : Supplying and making end termination with brass compression gland and aluminium lugs for following size of PVC insulated and PVC sheathed / XLPE aluminium conductor cable of 1.1 KV grade as required.3 1/2 X 150 sq. mm (50mm) |  | 2 | set |  |  |  | Excess(+) | 1 | Full Conversion | INR | [40 empty] | #VALUE! | #VALUE! | #VALUE!
13.7 | 9.1.29 : Supplying and making end termination with brass compression gland and aluminium lugs for following size of PVC insulated and PVC sheathed / XLPE aluminium conductor cable of 1.1 KV grade as required.3 1/2X 240 sq. mm (62mm) |  | 4 | set |  |  |  | Excess(+) | 1 | Full Conversion | INR | [40 empty] | #VALUE! | #VALUE! | #VALUE!
13.71 | 9.1.27 : Supplying and making end termination with brass compression gland and aluminium lugs for following size of PVC insulated and PVC sheathed / XLPE aluminium conductor cable of 1.1 KV grade as required.3 1/2X 185 sq. mm (57mm) |  | 6 | set |  |  |  | Excess(+) | 1 | Full Conversion | INR | [40 empty] | #VALUE! | #VALUE! | #VALUE!
13.72 | 9.1.30 : Supplying and making end termination with brass compression gland and aluminium lugs for following size of PVC insulated and PVC sheathed / XLPE aluminium conductor cable of 1.1 KV grade as required.3 1/2X 300 sq. mm (70mm) |  | 4 | set |  |  |  | Excess(+) | 1 | Full Conversion | INR | [40 empty] | #VALUE! | #VALUE! | #VALUE!
13.73 | 9.1.32 : Supplying and making end termination with brass compression gland and aluminium lugs for following size of PVC insulated and PVC sheathed / XLPE aluminium conductor cable of 1.1 KV grade as required.4 X 10 sq. mm (25mm) |  | 4 | set |  |  |  | Excess(+) | 1 | Full Conversion | INR | [40 empty] | #VALUE! | #VALUE! | #VALUE!
13.74 | 9.1.33 : Supplying and making end termination with brass compression gland and aluminium lugs for following size of PVC insulated and PVC sheathed / XLPE aluminium conductor cable of 1.1 KV grade as required.4 X 16 sq. mm (28mm) |  | 10 | set |  |  |  | Excess(+) | 1 | Full Conversion | INR | [40 empty] | #VALUE! | #VALUE! | #VALUE!
13.75 | od139715/2024_2025 : END TERMINATION&lt;br&gt;Supply and making end termination with brass double compression gland, earth clip and aluminum lugs/ Cu lugs for following size of PVC insulated and PVC sheathed/ XLPE aluminum conductor cable of 1.1kV Grade as reqiured.&lt;br&gt;4Cx6sq.mm Al Cable&lt;br&gt; |  | 8 | no |  |  |  | Excess(+) | 1 | Full Conversion | INR | [40 empty] | #VALUE! | #VALUE! | #VALUE!
13.76 | 90.14.1.2 : Fabrication, supply, conveyance, installation testing and commissioning of floor or wall mounting, dust and vermin proof, cubicle type MV panel board comprising of the following components/ devices & complying to IS 8623.<br> Fabrication of fully partitioned, dust and vermin proof enclosure for panel assembly as per form 4 of IS 8623 (with latest amendments) using CRCA sheet as per approved design and requirement, with front and rear access facility, bus bar chambers, hinged doors for all switch gear compartments, earthing the doors using 4 sq mm braided copper conductor, providing necessary cut-outs for mounting meters, relays, indication lamps, bus bar interconnection etc, detachable covers for bus bar chamber and cable alley, powder coating the assembly after subjecting to 7 tank process etc as required. CRCA sheet alone be used for the fabrication. Angles/ flats/ slotted angles etc shall not be used for the fabrication of panel assembly. The measurments will be taken the area of the complete sheets used for panel board including partitions, folding, shrouding etc. |  | 10 | sqm |  |  |  | Excess(+) | 1 | Full Conversion | INR | [40 empty] | #VALUE! | #VALUE! | #VALUE!
13.77 | 90.14.2.1 : Supply and providing 2mm SMC sheet as shrouding for bus interconnection / terminations etc. including required nut & bolt etc. |  | 4 | sqm |  |  |  | Excess(+) | 1 | Full Conversion | INR | [40 empty] | #VALUE! | #VALUE! | #VALUE!
13.78 | 90.14.3.1 : Supply and providing heavy duty 'A' section neoprene gasket in the panel board |  | 100 | metre |  |  |  | Excess(+) | 1 | Full Conversion | INR | [40 empty] | #VALUE! | #VALUE! | #VALUE!
13.79 | 90.14.4 : Supply and fabrication conveyance and installation of base frame of panel board using 75 x 40 mm rolled steel channel (ISMC) |  | 13 | metre |  |  |  | Excess(+) | 1 | Full Conversion | INR | [40 empty] | #VALUE! | #VALUE! | #VALUE!
13.8 | od142012/2024_2025 : Supply and providing MS Chequered plates of suitable thickness including cutting, welding, painting etc. as required.&lt;br&gt;&lt;br&gt; |  | 500 | kg |  |  |  | Excess(+) | 1 | Full Conversion | INR | [40 empty] | #VALUE! | #VALUE! | #VALUE!
13.81 | 90.14.5 : Supply and fabrication conveyance and installation of angle iron frame work for wall mounting panel board |  | 2000 | kg |  |  |  | Excess(+) | 1 | Full Conversion | INR | [40 empty] | #VALUE! | #VALUE! | #VALUE!
13.82 | 90.14.6 : Supply and providing copper bus bars including finger type SMC bus bar supports in the bus chamber, suitable size nut & bolt, providng heat shrink sleeves etc. as required. |  | 35000 | Cum cm |  |  |  | Excess(+) | 1 | Full Conversion | INR | [40 empty] | #VALUE! | #VALUE! | #VALUE!
13.83 | 90.14.7 : Supply and providing copper earth bus in the panel board |  | 15000 | Cum cm |  |  |  | Excess(+) | 1 | Full Conversion | INR | [40 empty] | #VALUE! | #VALUE! | #VALUE!
13.84 | 2.2.2 : Providing and fixing following rating and breaking capacity and pole MCCB with thermomagnetic release and terminal spreaders in existing cubicle panel board including drilling holes in cubicle panel, making connections, etc. as required125 Amp,16 KA,TPMCCB |  | 1 | each |  |  |  | Excess(+) | 1 | Full Conversion | INR | [40 empty] | #VALUE! | #VALUE! | #VALUE!
13.85 | 2.2.5 : Providing and fixing following rating and breaking capacity and pole MCCB with thermomagnetic release and terminal spreaders in existing cubicle panel board including drilling holes in cubicle panel, making connections, etc. as required200 Amp, 25 KA,TPMCCB |  | 2 | each |  |  |  | Excess(+) | 1 | Full Conversion | INR | [40 empty] | #VALUE! | #VALUE! | #VALUE!
13.86 | 2.2.13 : Providing and fixing following rating and breaking capacity and pole MCCB with thermomagnetic release and terminal spreaders in existing cubicle panel board including drilling holes in cubicle panel, making connections, etc. as required100 Amp, 30 KA 4 Pole |  | 3 | cartridge |  |  |  | Excess(+) | 1 | Full Conversion | INR | [40 empty] | #VALUE! | #VALUE! | #VALUE!
13.87 | 90.14.10.6 : Supply, conveyance and fixing the following types & current rated control gears & switchgears conforming to IS 13947 suitable for 440 V, 50 Hz, AC supply in the existing panel assembly as required. |  | 1 | no |  |  |  | Excess(+) | 1 | Full Conversion | INR | [40 empty] | #VALUE! | #VALUE! | #VALUE!
13.88 | 90.14.10.8 : Supply, conveyance and fixing the following types & current rated control gears & switchgears conforming to IS 13947 suitable for 440 V, 50 Hz, AC supply in the existing panel assembly as required. |  | 2 | no |  |  |  | Excess(+) | 1 | Full Conversion | INR | [40 empty] | #VALUE! | #VALUE! | #VALUE!
13.89 | 90.14.10.13 : Supply, conveyance and fixing the following types & current rated control gears & switchgears conforming to IS 13947 suitable for 440 V, 50 Hz, AC supply in the existing panel assembly as required. |  | 1 | no |  |  |  | Excess(+) | 1 | Full Conversion | INR | [40 empty] | #VALUE! | #VALUE! | #VALUE!
13.9 | 90.14.10.11 : Supply, conveyance and fixing the following types & current rated control gears & switchgears conforming to IS 13947 suitable for 440 V, 50 Hz, AC supply in the existing panel assembly as required. |  | 1 | no |  |  |  | Excess(+) | 1 | Full Conversion | INR | [40 empty] | #VALUE! | #VALUE! | #VALUE!
13.91 | 90.14.10.1 : Supply, conveyance and fixing the following types & current rated control gears & switchgears conforming to IS 13947 suitable for 440 V, 50 Hz, AC supply in the existing panel assembly as required. |  | 22 | no |  |  |  | Excess(+) | 1 | Full Conversion | INR | [40 empty] | #VALUE! | #VALUE! | #VALUE!
13.92 | 90.14.10.3 : Supply, conveyance and fixing the following types & current rated control gears & switchgears conforming to IS 13947 suitable for 440 V, 50 Hz, AC supply in the existing panel assembly as required. |  | 7 | no |  |  |  | Excess(+) | 1 | Full Conversion | INR | [40 empty] | #VALUE! | #VALUE! | #VALUE!
13.93 | 90.14.11.14 : MCCB Accessories |  | 30 | no |  |  |  | Excess(+) | 1 | Full Conversion | INR | [40 empty] | #VALUE! | #VALUE! | #VALUE!
13.94 | 90.14.24.31 : Supply & fixing the following Power Capacitors 3 phase delta connected in positon and giving connection. |  | 2 | each |  |  |  | Excess(+) | 1 | Full Conversion | INR | [40 empty] | #VALUE! | #VALUE! | #VALUE!
13.95 | 90.14.24.34 : Supply & fixing the following Power Capacitors 3 phase delta connected in positon and giving connection. |  | 1 | each |  |  |  | Excess(+) | 1 | Full Conversion | INR | [40 empty] | #VALUE! | #VALUE! | #VALUE!
13.96 | 90.14.24.36 : Supply & fixing the following Power Capacitors 3 phase delta connected in positon and giving connection. |  | 1 | each |  |  |  | Excess(+) | 1 | Full Conversion | INR | [40 empty] | #VALUE! | #VALUE! | #VALUE!
13.97 | 90.14.24.37 : Supply & fixing the following Power Capacitors 3 phase delta connected in positon and giving connection. |  | 1 | each |  |  |  | Excess(+) | 1 | Full Conversion | INR | [40 empty] | #VALUE! | #VALUE! | #VALUE!
13.98 | od142003/2024_2025 : Supply and fixing 3 pole, capacitor duty contactor with AC coil for switching capacitor banks of rating 4 - 7 KVAR &amp; with 1 NO auxiliary contact in the existing panel assembly as required.&lt;br&gt;&lt;br&gt; |  | 2 | each |  |  |  | Excess(+) | 1 | Full Conversion | INR | [40 empty] | #VALUE! | #VALUE! | #VALUE!
13.99 | od142004/2024_2025 : Supply and fixing 3 pole, capacitor duty contactor with AC coil for switching capacitor banks of rating 7.5 - 10 KVAR &amp; with 1 NO auxiliary contact in the existing panel assembly as required.&lt;br&gt;&lt;br&gt; |  | 1 | each |  |  |  | Excess(+) | 1 | Full Conversion | INR | [40 empty] | #VALUE! | #VALUE! | #VALUE!
14 | od142005/2024_2025 : Supply and fixing 3 pole, capacitor duty contactor with AC coil for switching capacitor banks of rating 11 - 15 KVAR &amp; with 1 NO auxiliary contact in the existing panel assembly as required.&lt;br&gt;&lt;br&gt; |  | 1 | each |  |  |  | Excess(+) | 1 | Full Conversion | INR | [40 empty] | #VALUE! | #VALUE! | #VALUE!
14.01 | od142007/2024_2025 : Supply and providing 8 stage 440/110V 5/1A Intelligent power factor controller in the existing panel board and giving connection |  | 1 | each |  |  |  | Excess(+) | 1 | Full Conversion | INR | [40 empty] | #VALUE! | #VALUE! | #VALUE!
14.02 | od142008/2024_2025 : Supply and Fixing of Illuminated Flush head Actuator - Green with legend &apos;ON&apos;, (Contact - 1 NO) and giving connection as required.&lt;br&gt;&lt;br&gt; |  | 6 | each |  |  |  | Excess(+) | 1 | Full Conversion | INR | [40 empty] | #VALUE! | #VALUE! | #VALUE!
14.03 | od142009/2024_2025 : Supply and providing Panel mounting fresh Air Fan 150 mm as required&lt;br&gt;&lt;br&gt; |  | 1 | each |  |  |  | Excess(+) | 1 | Full Conversion | INR | [40 empty] | #VALUE! | #VALUE! | #VALUE!
14.04 | od142010/2024_2025 : &lt;br&gt;Flush head Push Button with 1 NC Block&lt;br&gt;&lt;br&gt; |  | 6 | each |  |  |  | Excess(+) | 1 | Full Conversion | INR | [40 empty] | #VALUE! | #VALUE! | #VALUE!
14.05 | od142011/2024_2025 : Flush head Push Button with 1 NO Block.&lt;br&gt;&lt;br&gt; |  | 6 | each |  |  |  | Excess(+) | 1 | Full Conversion | INR | [40 empty] | #VALUE! | #VALUE! | #VALUE!
14.06 | od142015/2024_2025 : Supply and providing Red, Green, Black, Yellow, Orange colours LED indicators, AC/DC 22.5mm cut out dia&lt;br&gt;&lt;br&gt; |  | 6 | each |  |  |  | Excess(+) | 1 | Full Conversion | INR | [40 empty] | #VALUE! | #VALUE! | #VALUE!
14.07 | od142016/2024_2025 : Supply and providing Blue Colour LED indicator lamp, AC/DC, 22.5 cm cut out dia&lt;br&gt;&lt;br&gt; |  | 3 | each |  |  |  | Excess(+) | 1 | Full Conversion | INR | [40 empty] | #VALUE! | #VALUE! | #VALUE!
14.08 | od142017/2024_2025 : Providing and fixing following multi function meter to read: V, A, F, 3 phase accuracy class 1 in existing panel and giving connection complete&lt;br&gt;&lt;br&gt; |  | 2 | each |  |  |  | Excess(+) | 1 | Full Conversion | INR | [40 empty] | #VALUE! | #VALUE! | #VALUE!
14.09 | od142018/2024_2025 : Supply and fixing selector switch suitable for multi function meter in existing enclosure.&lt;br&gt;&lt;br&gt; |  | 2 | each |  |  |  | Excess(+) | 1 | Full Conversion | INR | [40 empty] | #VALUE! | #VALUE! | #VALUE!
14.1 | od142019/2024_2025 : Supply and fixing 20 A bake lite type HRC fuse base with link in existing metal box and giving connections etc.as required.&lt;br&gt;&lt;br&gt; |  | 6 | each |  |  |  | Excess(+) | 1 | Full Conversion | INR | [40 empty] | #VALUE! | #VALUE! | #VALUE!
14.11 | od142020/2024_2025 : Supply and installation of Enamelled Danger Notice Board of size 200 x 150 mm. with inscriptions ( both in English and Malayalam) and conventional Skull and Bone in Red colour.&lt;br&gt;&lt;br&gt; |  | 3 | each |  |  |  | Excess(+) | 1 | Full Conversion | INR | [40 empty] | #VALUE! | #VALUE! | #VALUE!
14.12 | od142021/2024_2025 : Supply and providing 2.5mm thick Elastomeric fire retardant insulating mat as per IS 15652/2006 to withstand 11 KV dielectric strength.&lt;br&gt;&lt;br&gt; |  | 6 | sqm |  |  |  | Excess(+) | 1 | Full Conversion | INR | [40 empty] | #VALUE! | #VALUE! | #VALUE!
14.13 | od142022/2024_2025 : Supply and providing 9 Liter capacity GI Fire Bucket painted in post office red with primer coat of red oxide and written with white paint &apos;FIRE&apos; mounted on MS angle frame work/ wall bracket filled with fine sand, painting the bracket/ floor stand including making good the damages, colour washing etc. as required.&lt;br&gt;&lt;br&gt; |  | 4 | each |  |  |  | Excess(+) | 1 | Full Conversion | INR | [40 empty] | #VALUE! | #VALUE! | #VALUE!
14.14 | od142023/2024_2025 : Supply conveyance installation of portable type ABC TYPE 5 KG Capacity fire extinguisher in position etc. as required&lt;br&gt;&lt;br&gt; |  | 5 | each |  |  |  | Excess(+) | 1 | Full Conversion | INR | [40 empty] | #VALUE! | #VALUE! | #VALUE!
14.15 | od142024/2024_2025 : Supply conveyance installation of portable type CO2 TYPE 4.5 KG Capacity fire extinguisher in position&lt;br&gt;&lt;br&gt; |  | 5 | each |  |  |  | Excess(+) | 1 | Full Conversion | INR | [40 empty] | #VALUE! | #VALUE! | #VALUE!
14.16 | od142025/2024_2025 : Supply and providing First Aid Chart duly framed and placed in a conspicuous location for clear vision.&lt;br&gt;&lt;br&gt; |  | 2 | each |  |  |  | Excess(+) | 1 | Full Conversion | INR | [40 empty] | #VALUE! | #VALUE! | #VALUE!
14.17 | od142026/2024_2025 : Painting letters or figures of the following sizes with enamel paint as identification mark to SB, DB, panel board etc as required 2.50 cm, 4 cm or 5 cm height&lt;br&gt;&lt;br&gt; |  | 300 | no |  |  |  | Excess(+) | 1 | Full Conversion | INR | [40 empty] | #VALUE! | #VALUE! | #VALUE!
14.18 | 90.16.3.2 : Supply and clamping the following size of strips on surface of wall/ parapet/ existing cable tray using clamps fabricated from 20 X 3 mm GI flat duly painted or heavy duty GI spacer saddles spacing of clamps not exceeding 1 m, making good the damages, colour washing etc. as required ( for horizontal run) |  | 400 | metre |  |  |  | Excess(+) | 1 | Full Conversion | INR | [40 empty] | #VALUE! | #VALUE! | #VALUE!
14.19 | 90.16.4.2 : Supply and clamping the following sizes of strips on surface of wall / parapet/ existing cable tray using clamps fabricated from 20 x3 mm GI flat duly painted or heavy duty GI spacer saddles, spacing of clamps not exceeding 1 m , making good the damages, colour washing etc. as required ( for vertical run). |  | 90 | metre |  |  |  | Excess(+) | 1 | Full Conversion | INR | [40 empty] | #VALUE! | #VALUE! | #VALUE!
14.2 | 5.4 : Earthing with G.I. earth plate 600 mm X 600 mm X 6 mm thick including accessories, and providing masonry enclosure with cover plate having locking arrangement and watering pipe of 2.7 metre long etc. with charcoal/ coke and salt as required. |  | 9 | set |  |  |  | Excess(+) | 1 | Full Conversion | INR | [40 empty] | #VALUE! | #VALUE! | #VALUE!
14.21 | od142874/2024_2025 : Supply and providing plate earthing as per IS 3043 with 1200x1200x12 mm GI/CI earth plate, 40 mm GI watering pipe fixed to the earth plate with 25 x 3mm GI clamps, GI funnel with weld mesh, filling required quantity of charcoal including construction of inspection chamber with a bed concrete of 1:4:8 PCC using 40 mm broken stone (10 cm thick), brick work in cement mortar 1:6, plastering the surface of brick masonry and the exposed surface of PCC bed with cement mortar 1:4, 12 mm thick, (the finished inside dimension shall be 450 x 450 x 450 mm) but excluding test joint, earth continuity conductor to the plate, and covering at the top. (in ordinary soil)&lt;br&gt;&lt;br&gt; |  | 8 | each set |  |  |  | Excess(+) | 1 | Full Conversion | INR | [40 empty] | #VALUE! | #VALUE! | #VALUE!
14.22 | 5.8 : Supplying and laying 25 mm X 5 mm copper strip at 0.50 metre below ground as strip earth electrode, including connection/ terminating with nut, bolt, spring, washer etc. as required. (Jointing shall be done by overlapping and with 2 sets of brass nut bolt & spring washer spaced at 50mm) |  | 150 | metre |  |  |  | Excess(+) | 1 | Full Conversion | INR | [40 empty] | #VALUE! | #VALUE! | #VALUE!
14.23 | 5.14 : Providing and fixing 25 mm X 5 mm copper strip on surface or in recess for connections etc. as required. |  | 70 | metre |  |  |  | Excess(+) | 1 | Full Conversion | INR | [40 empty] | #VALUE! | #VALUE! | #VALUE!
14.24 | od139706/2024_2025 : Supply and laying of following size GI strip in 0.75m below ground level in existing trench .&lt;br&gt; 32 x 6 mm GI strip |  | 400 | metre |  |  |  | Excess(+) | 1 | Full Conversion | INR | [40 empty] | #VALUE! | #VALUE! | #VALUE!
14.25 | 90.16.2.4 : Supply and laying of the following sizes of B class GI pipe laid 0.6 m below ground level including excavating trench of suitable size and refilling etc, as required.40 mm dia G.I. pipe ( medium class) |  | 70 | metre |  |  |  | Excess(+) | 1 | Full Conversion | INR | [40 empty] | #VALUE! | #VALUE! | #VALUE!
14.26 | 6.12 : Providing and fixing testing joint, made of 20 mm X 3 mm thick G.I. strip, 125 mm long, with 4 nos. of G.I. bolts, nuts, chuck nuts and spring washers etc. complete as required. |  | 4 | each |  |  |  | Excess(+) | 1 | Full Conversion | INR | [40 empty] | #VALUE! | #VALUE! | #VALUE!
14.27 | od142013/2024_2025 : Supply and providing the following sizes of bolt and nut with washers on the existing MS box / earth bus etc. as required including drilling necessary holes as required.25 x 3 mm brass bolt &amp; nut&lt;br&gt;&lt;br&gt; |  | 50 | each |  |  |  | Excess(+) | 1 | Full Conversion | INR | [40 empty] | #VALUE! | #VALUE! | #VALUE!
14.28 | od142014/2024_2025 : Supply and providing the following sizes of bolt and nut with washers on the existing MS box / earth bus etc. as required including drilling necessary holes as required.25 x 6 mm brass bolt &amp; nut&lt;br&gt;&lt;br&gt; |  | 50 | each |  |  |  | Excess(+) | 1 | Full Conversion | INR | [40 empty] | #VALUE! | #VALUE! | #VALUE!
14.29 | od142875/2024_2025 : Supply and installation including all manner of supports/suspenders and anchor bolts etc. for cable trays made out of suitable size channels sections , slotted angles , flates , MS plates etc as including painting with 2 coats of synthetic enamel paint over a coat of zinc chromate primer , making good the damages , colour washing etc. as required.&lt;br&gt;&lt;br&gt; |  | 500 | kg |  |  |  | Excess(+) | 1 | Full Conversion | INR | [40 empty] | #VALUE! | #VALUE! | #VALUE!
14.3 | od142029/2024_2025 : Charges for preparation of Electrical schematic diagram including new block all floor, and fire panel with fire pump details as required as per A2 sheet first copy for submitting (Electrical Inspectorate) |  | 1 | Day |  |  |  | Excess(+) | 1 | Full Conversion | INR | [40 empty] | #VALUE! | #VALUE! | #VALUE!
14.31 | od142030/2024_2025 : Charges for preparation of Electrical Schematic per A3 sheet first copy&lt;br&gt;&lt;br&gt; |  | 40 | each |  |  |  | Excess(+) | 1 | Full Conversion | INR | [40 empty] | #VALUE! | #VALUE! | #VALUE!
14.32 | od142031/2024_2025 : Copying charges for additional copies per A3 sheet&lt;br&gt;&lt;br&gt; |  | 70 | each |  |  |  | Excess(+) | 1 | Full Conversion | INR | [40 empty] | #VALUE! | #VALUE! | #VALUE!
14.33 | od142028/2024_2025 : Inspectorate charge for approval and sanction, KSEB charge for availing regularizing HT connection to new demand including meter testing fee etc as required and additioanl deposite to KSEB( Actual amount will be reimbursed on production of receipts.) |  | 1 | L.S |  |  |  | Excess(+) | 1 | Full Conversion | INR | [40 empty] | #VALUE! | #VALUE! | #VALUE!
15 | SITC OF 160KVA Unitized Substation | [7 empty] | 1
15.01 | od155060/2024_2025 : Supply, conveyance, Installation, Testing and Commissioning of 160 KVA Resin&lt;br&gt;Cast indoor Transformer trunked with 11KV Indoor Multi panel having the following Specifications 11KV INDOOR MULTI PANEL SYSTEM: a) 1 No- 11KV, 630A, 26.3kA for 3 sec with spring charging motor rated for 230V AC VCB, tripping coil&lt;br&gt;and closing coil rated for 24V DC As INCOMING b) 3 Nos -11 KV, 630A, 26.3 kA&lt;br&gt;for 1 sec Air break manual front operated LBS ,tripping coil rated for 230 V AC As&lt;br&gt;OUTGOING. c) Protection devices: i) Instantaneous IDMT relay with Microprocessor based 3O/C +1EF relay on incoming. ii) 1No -Master Trip Relay&lt;br&gt;on incomer. iii) 1 No -Auxiliary relay on incomer. d) 3 Nos 11KV Resin cast CT(--&lt;br&gt;/5A, 5P10, 15VA) Dual core on incomer. e) 1 No 11KV 3 Phase resin cast PT&lt;br&gt;(11KV/110V, 25VA, Class 0.5) on incomer. f) Metering &amp; Indication Devices: i) 1&lt;br&gt;No Ammeter with selector switch on incomer. ii) 1 No voltmeter with selector&lt;br&gt;Switch on incomer. iii) Indicating lamps for VCB ON/OFF, spring control, Trip,&lt;br&gt;Circuit health, DC ON incomer and outgoing g) Bus bar Connections: i) 1 Set&lt;br&gt;Copper BUS BAR. h) Panel Accessories: i) 1 No 6 window annunciation on&lt;br&gt;Incomer. ii) 1 No power pack 230V AC-24 V DC on incomer iii) 1 No breaker&lt;br&gt;Control switch on incomer iv) 1 No Switch with plug point on incomer. v) 3 No space heater for humidity control on incomer and outgoing. vi) 3 Nos- Thermostat&lt;br&gt;on incomer and outgoing vii) 1 No cubicle lamp with switch on incomer. viii) 3 lots control Wiring on both incomer and outgoing. I) HT metering: i) 3 Nos 11KV Resin cast CT(--/5A, Class 0.2S , 15VA) on incomer. ii)) 1 No 11KV 3 Phase resin castPT (11KV/110V, 25VA, Class 0.2) on incomer. iii) 1 Number 3 phase 4 wire HT TOD meter of accuracy class 0 .2 s with necessary test terminal block and 20A fuse with HRC Link. TRANSFORMER PORTION:- a) 3 phase 160 KVA, 11KV /&lt;br&gt;433 V, 50 Hz, Delta / Star connected, Dyn11, cast resin insulated Dry type,&lt;br&gt;copper wound, Laser scribed core, Air natural cooled, Class F insulation.&lt;br&gt;Transformer with OFF load tap changing facility shall be incorporated so as to&lt;br&gt;achieve tap positions of +5% to -10% in step of 2.5%. The Transformer shall&lt;br&gt;conform to IEC 726 &amp;; IS 2026 /11171 re-affirmed in 1991. The maximum&lt;br&gt;allowable loss limited to values designated by ECBC Norms d) The L.T. portion&lt;br&gt;shall be provided with CDG 11 relay and neutral CT. e) Fittings: Lifting lugs,&lt;br&gt;hooter, temperature Indicator, rating and diagram plates, earthling Terminals etc.&lt;br&gt;f) All inter connections from HT Air Break Switch to transformer and transformer to LT breaker shall be given using electrolytic copper bus bar insulated with heat&lt;br&gt;Shrink sleeves and tinned at the points of contacts. g) All internal earth connections are to be given as per standards. h) Necessary provision shall be&lt;br&gt;made for giving cable connections on the HT side as well as LT side. i) Phase&lt;br&gt;barriers and shrouding as per rules has to be given. ENCLOSURE: The enclosure&lt;br&gt;shall be fabricated from 2.00mm CRCA sheet, complying with of IP 23 standards&lt;br&gt;and shall be powder coated over a coat of Zinc chromate primer after seven tank&lt;br&gt;Processing and phosphatizing. The TOD meter compartment and CT / PT unit&lt;br&gt;Compartment shall be fabricated so as to enable the KSEB authorities to seal it.&lt;br&gt;The USS shall be installed as per the directions at site.&lt;br&gt; |  | 1 | each |  |  |  | Excess(+) | 1 | Full Conversion | INR | [40 empty] | #VALUE! | #VALUE! | #VALUE!
16 | SITC OF 160KVA DG SET | [7 empty] | 1
16.01 | od142145/2024_2025 : Supply &amp; Installation Testing and Commissioning of 160 KVA Diesel Generator set including required contactors/ control devices and acoustic enclosure as per CPCB norms IV+ and as per technical details given below on suitable size CC foundation. 1. Engine. a) Make of Engine - Cummins or equivalent type of Engine - Prime Power Diesel Engine. c. No. of Cylinders - As per manufactures standards. d. Method of cooling - Liquid cooled with radiator. e. Aspiration - Turbo charged after cooled f. Design - Suitable for generating set operation. g. Output - Required HP as per manufacturer&rsquo;s standards at 1500 rpm under NTP condition. 2. Standard accessories with Diesel Engine a. Fly wheel to suit flexible coupling b. Close Coupling. c. Air cleaner. d. Radiator with fan provided with fan guard e. Fuel Pump. f. Mechanical governor. g. Fuel filter. h. Lubricating oil filter. i. Exhaust silencer. j. Exhaust Muffler k. Battery Charger/Generator 3. Engine Instrument Panel with the following items. a. Starting switch with key or button b. lubricating oil pressure gauge. c. Water temperature gauge. d. RPM Indicator with hour meter. e. Battery charging ammeter. 4. Safety Controls for Engine and Alternator a. Trip for low lubricating oil pressure. b. Trip for high water temperature. c. Trip for Over Voltage, Under Voltage, over frequency and under Frequency etc. 6. Brush less Alternator a. Make - Stamford or equivalent b. Type - Self exited and self-regulated. c. Capacity -160 KVA/128 kW @ 0.8 PF d. System of Voltage - 3 Phase, 415 V, 4 wire system e. Speed - 1500 rpm. Voltage regulation band - +/- 0.5% of rated voltage g. Frequency: 50 Hz h. Insulation - Class H The alternator should confirm to IS 4722 and warranted for 2 years. Operation and service manual, spares and tools shall be provided. 8. Fuel Tank Suitable size built in type integrated with the acoustic enclosure with full tank Diesel Fuel connection shall be done as per standards 9. Battery. Suitable capacity fully charged battery with leads and terminals of appropriate AH capacity as per Manufactures requirement. 10 Acoustic enclosure The DG set shall be supplied along with specially designed, company fabricated (to be fabricated by the same company from where the DG is delivered) acoustic enclosure to meet the stringent MOEF/CPCB norms of 75dBA @ 1m at 75 % load under free field conditions. Acoustic enclosure: As per CPCB norms and erected on suitable concrete foundation. The DG set shall be installed as directed at site. 11.Standard control panel including all necessary accessories and meters 12 Documents to be supplied Engine manual Spare parts book Warranty certificate Alternator manual and test certificate 1 set of control wiring diagram 1 set tool kit The DG set should have single point service for supply , Testing include Engine, Alternator and Control panel. The DG set should have warranty of 3 years from the date of installation. Exhaust Piping Exhaust Piping shall be vent to the top of the nearest tallest building. If the pipe cannot be clamped/fixed to the building or any other structure of permanent nature necessary fabricated structures using channel section or angle iron sections of adequate mechanical strength, duly painted with 2 coats of synthetic enamel paint over a coat of zinc chromate primer shall be provided for the support of the exhaust pipe. (Additional piping will be measured excluding the standard length of pipe supplied by the manufacturer.) Supply and providing following size B class MS pipe complete with suitable size 12 mm thick flanges coupling with minimum 4/5 mtr length using suitable packing , MS bolt , nut, and washers and raising the same using chain pullers , necessary scaffolding, supporting with main building using necessary channel/ angle iron bracketing suitable size. Including painting with two coat of high temperature resistance aluminium paint after zinc rich primer etc. for extending exhaust pipe of DG set after standard length |  | 1 | each |  |  |  | Excess(+) | 1 | Full Conversion | INR | [40 empty] | #VALUE! | #VALUE! | #VALUE!
16.02 | od142146/2024_2025 : Supply and providing following size M. S. pipe - 5mm thickness complete with suitable size 12mm flange coupling with minimum 4/5mtr using allied packing with MS bolt with washer and rising the same on the wall/ parapet using chain pullies, scaffolding, supports with M.S angles/channels etc. including painting the pipe with one coat of zinchromate primer over a coat of high temperature resistance Alu. paint etc. for extending the exhaust pipe of the D. G. sets. 125 mm dia C class MS pipe.&lt;br&gt;&lt;br&gt; |  | 12 | metre |  |  |  | Excess(+) | 1 | Full Conversion | INR | [40 empty] | #VALUE! | #VALUE! | #VALUE!
16.03 | od142147/2024_2025 : EXHAUST PIPE ( 125 MM )CLADDING: Supplying, and fixing, 65 mm thick resin bonded fiber glass wool having density of 48kg/m3 fixed on 125 mm pipe section for the thermal insulation and totally covered with a layer of chicken mesh and finally applying 0.63 mm aluminium sheet cladding complete as per specifications and as required on the existing MS pipe of DG exhaust.&lt;br&gt;&lt;br&gt; |  | 12 | metre |  |  |  | Excess(+) | 1 | Full Conversion | INR | [40 empty] | #VALUE! | #VALUE! | #VALUE!
17 | SITC OF Air conditioning Units | [7 empty] | 1
17.01 | od155067/2024_2025 : Supply, installation, testing and commissioning of wall mounting type split air conditioner unit of tonnage 2.0 TR or cooling capacity 6000W, with minimum ISEER of 5.0 ( 5 star), single phase split type AC unit conforming to IS fitted with rotary compressor operating on 230V single phase AC supply, R410A /non CFC refrigerant capable of performing functions like cooling, dehumidifying, air circulating, filtering etc of following capacity, microprocessor control with cordless remote control etc with comprehensive maintenance contract up to the end of 36 months from date of commissioning including periodical services, gas topping etc. complete.(Carrier/Blue star/Daikin/LG/Mitsubhishi or equivalent) including&lt;br&gt;stand |  | 3 | each |  |  |  | Excess(+) | 1 | Full Conversion | INR | [40 empty] | #VALUE! | #VALUE! | #VALUE!
17.02 | od155068/2024_2025 : Supply, installation, testing and commissioning of wall mounting type split air conditioner unit of tonnage 1.5 TR or cooling capacity 5000W, with minimum ISEER of 5.0 ( 5 star), single phase split type AC unit conforming to IS fitted with rotary compressor operating on 230V single phase AC supply,R410A /non CFC refrigerant capable of performing functions like cooling, dehumidifying, air circulating, filtering etc of following capacity, microprocessor control with cordless remote control etc with comprehensive maintenance contract up to the end of 36 months from date of commissioning including periodical services, gas topping etc. complete.(Carrier/Blue star/Daikin/LG/Mitsubhishi or equivalent) (Including stand) |  | 1 | each |  |  |  | Excess(+) | 1 | Full Conversion | INR | [40 empty] | #VALUE! | #VALUE! | #VALUE!
17.03 | od155069/2024_2025 : Supply and providing the following size soft drawn copper pipe for extending the pipe between out door and indoor unit, including insulating the pipe using rubberised foam sleeve 10mm thick, brazing, leak testing etc.:- 1/4 inch (6.35 mm) and 1/2 inch (12.7mm) 22 gauge |  | 12 | metre |  |  |  | Excess(+) | 1 | Full Conversion | INR | [40 empty] | #VALUE! | #VALUE! | #VALUE!
17.04 | od155070/2024_2025 : Supply and fixing of 25mm (10kg/sq.cm) PVC drain pipe along with all required accessories in surface/ recess including cutting the wall and making good the damages etc. as required. |  | 15 | metre |  |  |  | Excess(+) | 1 | Full Conversion | INR | [40 empty] | #VALUE! | #VALUE! | #VALUE!
17.05 | od155071/2024_2025 : Supply and installation of automatic stabiliser suitable for 1.5 TR/2.0 TR AC unit with working voltage range of 170 V - 270 V AC, current capacity of 12A, indicators, suitable for wall mounting etc. as required. (V-Guard VG 4170 or equivalent) |  | 4 | each |  |  |  | Excess(+) | 1 | Full Conversion | INR | [40 empty] | #VALUE! | #VALUE! | #VALUE!
18 | ELEVATOR | BI01010001010000000000000515BI0100001181 | [6 empty] | 1 | [45 empty] | 1.01 | Supplying, Conveying and fixing spls. Including eart | item1 | 123.223 | Nos
18.01 | od88973/2023_2024 : Supply, installation, testing and commissioning of 15 persons passenger/bed lift with the following&lt;br&gt;specification: Type of Lift - passenger/Bed Lift (15Passenger) Gear less , Load / Persons -1020 Kg. /&lt;br&gt;15&lt;br&gt;persons, Rated speed -1 M/Sec.Travel -15 Mtr ( Approx ), No. of floor and entrance served -&lt;br&gt;Ground&lt;br&gt;+3Floor, No. of floor served - Four floors, Method of control - With/without attendant,&lt;br&gt;Position&lt;br&gt;of machine room - Top of lift well, Travel height 12 mtr, Elevator grouping - Simplex, Full&lt;br&gt;collective control , well dimension - 1950 mm width 2700 mm depth (required) ,headroom height - 4000&lt;br&gt;mm ,pit height - 1600 mm (required&lt;br&gt;) MAP floor position - Ex machine room , Car dimensions -1000&lt;br&gt;mm wide *2400 mm deep *2200 mm high,Door dimensions 900 mm wide *2000 mm internal height ,door&lt;br&gt;type - Two panel centre opening plain panel ,car design - SS - car panel finish - SS ,handrail - Round&lt;br&gt;bend handrail silver brushed stainless steel at rear wall ,ceiling &amp; lighting - Integrated roof RL75 stainless&lt;br&gt;steel pyramid lighting LED , Flooring - 20mm , Car door finish - stainless steel hairline AISI441 Automatic&lt;br&gt;Rescue Device - Provide automatic rescue device with an&lt;br&gt;electronic controller powered by suitable&lt;br&gt;size dry free maintenance batteries. The rescue operation within&lt;br&gt;10 seconds if power failure with&lt;br&gt;announcement , Indication in the car - a) Car position,b) Call indicator,c)&lt;br&gt;Door close/open push&lt;br&gt;button, d) Emergency stop button, e) Flush mounted switch for fan and light, f) Non&lt;br&gt;stop button (All&lt;br&gt;buttons in car and all landings should have Braille sign). g) Battery operated emergency&lt;br&gt;lamp with&lt;br&gt;rechargeable batteries., h) Battery operated alarm bell I) Intercom wiring with one master&lt;br&gt;unit,&lt;br&gt;Winding handle - Manual winding handle for use in, Safeties - a) Over speed governor, operated&lt;br&gt;safety, b)&lt;br&gt;Buffers, c) Motor over load protection, d) Phase reversal protection, e) Other safeties as&lt;br&gt;per ISS, f) Single&lt;br&gt;phase preventor, g) Final limit switch, Leveling - Automatic levelling at all landing,&lt;br&gt;Guarantee - Company&lt;br&gt;shall carry out 12 months free maintenance during warranty period and&lt;br&gt;includes, a) Cleaning lift&lt;br&gt;equipment, b) Lubrication of all moving parts, c) Replacing of lubricating oil&lt;br&gt;when required, d) Checking&lt;br&gt;and adjusting contacts, e) Replacing fusible item alarm etc. f)&lt;br&gt;Recharging batteries in case of drain/&lt;br&gt;renewing batteries, g ) Replacing /rewinding motors, Control&lt;br&gt;panel - Control panel will be dust and vermin&lt;br&gt;proof of sheet metal enclosure, Announcement System&lt;br&gt;- To provide lift announcement system, Approval&lt;br&gt;- Preparing drawings and obtaining approval from&lt;br&gt;concerned electrical Inspectorate including 1st year&lt;br&gt;insurance . Tests - At site test as per IS to be&lt;br&gt;carried out before Handing over including minor civil work -&lt;br&gt;Buffer concrete, pit water proofing,&lt;br&gt;machine room rope hole drilling etc |  | 1 | no |  |  |  | Excess(+) | 1 | Full Conversion | INR | [40 empty] | #VALUE! | #VALUE! | #VALUE! | 1.02 | Construction of chamber for 100mm sluice plates | item2 | 213 | Nos
Total in Figures | [51 empty] | #VALUE! | #VALUE! | #VALUE! | 4 | Construction of chamber for 100mm sluice plates | item5 | 10 | Nos
Quoted Rate in Figures |  |  |  | Select | [47 empty] | 0 | 0 | #VALUE!
Quoted Rate in Words |  | #VALUE!
Validate
Print
Help

## Macros
Please Enable Macros to View BoQ information