## BoQ1 (hidden)
Item Rate BoQ
BoQ_Ver4.0 | Item Rate | Normal | INR Only | INR
Select, Excess (+), Less (-) |  | Less (-)
Tender Inviting Authority: WAPCOS LIMITED
Name of Work: EAST GATE RENOVATION, SECURITY BUILDING & INFRASTRUCTURE DEVELOPMENT AT MTPF AVNL, AMBERNATH, MAHARASHTRA
Contract No: WAP/ROPEWAYS/2025-26/06
Name of the Bidder/ Bidding Firm / Company :
PRICE SCHEDULE (This BOQ template must not be modified/replaced by the bidder and the same should be uploaded after filling the relevent columns, else the bidder is liable to be rejected for this tender. Bidders are allowed to enter the Bidder Name and Values only) Note:- • The Performa for filling the item rate (Excluding GST) is given in Microsoft excel sheet. The bidder shall fill the quoted amount only up to two decimal place in soft format. The bidder will upload same filled quote in soft Microsoft Excel copy during uploading of financial bid. • The bidder shall quote Amount up to two decimal only in bill of quantity of tender. • Prices quoted by the bidder shall include all Materials, Tools & Plant, labour, supervision, profit; other levies together with all general risks, liabilities and obligations set out or implied in the contract, applicable Labour Cess, cost of insurance to this contract, all applicable tax liabilities like Income Tax & Surcharges, etc. Any other taxes /cess as per Government directives shall be deducted from each bill paid to the Contractor, from time to time. GST shall be payable extra as per prevailing rates. It is mandatory to bidders to deposit GST within time limit framed by Govt. of India, if applicable. The Goods and Services Tax (GST), shall be reimbursed to the Agency only after uploading of bills by Contractor on GST Portal “ to avail Input benefit of GST • It is mandatory to bidders to deposit The Contractor shall issue Tax Invoices to the Employer showing (i) Basic amount (ii) GST amount separately in each bill. It is mandatory to bidders to deposit GST within time limit framed by Govt. of India, if applicable. The Goods and Services Tax (GST), shall be reimbursed to the Agency only after uploading of bills by Contractor on GST Portal “to avail Input benefit of GST”. • The company shall be performing all its duties of deduction TDS and other deduction on payment made to the contractor as per applicable legislation in force on the date of submission of bid or to be newly /amended introduced during the execution of the Contract. • The payment shall be made as per the quantity of work executed after due verification of work by WAPCOS.
NUMBER # | TEXT # | TEXT # | NUMBER # | TEXT # | NUMBER | NUMBER | TEXT | TEXT # | NUMBER # | TEXT# | TEXT # | NUMBER # | NUMBER | NUMBER | NUMBER | NUMBER | TEXT | TEXT | NUMBER | NUMBER | NUMBER | NUMBER | TEXT | TEXT | NUMBER | NUMBER | NUMBER | NUMBER | TEXT | TEXT | NUMBER | NUMBER | NUMBER | NUMBER | TEXT | TEXT | NUMBER | NUMBER | NUMBER | NUMBER | TEXT | TEXT | NUMBER | NUMBER | NUMBER # | NUMBER # | TEXT | TEXT | NUMBER # | NUMBER # | DATE | NUMBER # | NUMBER # | TEXT #
Sl. No. | Item Description | Item Code / Make | Quantity | Units | Estimated Rate |  |  | Addition / Deduction | Addition / Deduction Values | Currency Convertion against each Item | Quoted Currency in INR / Other Currency | BASIC RATE In Figures To be entered by the Bidder Rs. P | Excise Duty | VAT | Freight Charges ( Unloading & Stacking) | Any Other Taxes/Duties/Levies |  |  | Other Taxes 2 | IIIrd Party i.e DGS&D / RITES etc Inspection Charges @0.34%+Service Tax | Less for Cenvat Credit,if any respect of Supplies Under full Excise Duty Category | [30 empty] | TOTAL AMOUNT Without Taxes | TOTAL AMOUNT With Taxes | TOTAL AMOUNT In Words
1 | 2 | 3 | 4 | 5 | 6 | 7 | 8 | 9 | 10 | 11 | 12 | 13 | 14 | 15 | 16 | 17 | 18 | 19 | 20 | 21 | 22 | 23 | 24 | 25 | 26 | 27 | 28 | 29 | 30 | 31 | 32 | 33 | 34 | 35 | 36 | 37 | 38 | 39 | 40 | 41 | 42 | 43 | 44 | 45 | 46 | 47 | 48 | 49 | 50 | 51 | 52 | 53 | 54 | 55
1 | Dismantling & Renovation of East Gate | [8 empty] | Full Conversion | [44 empty] | 1 | Construction of chamber for 100mm sluices valve | item1 | 10 | 1 Nos
1.01 | Dismantling of Existing Structure (CPWD DSR 2023) | [8 empty] | Full Conversion
1.02 | Demolishing R.C.C. work manually/ by mechanical means including stacking of steel bars and disposal of unserviceable material within 50 metres lead as per direction of Engineer - in- charge. | [8 empty] | Full Conversion
1.03 | Dismantling of Bastin (70 Sqm) | item1 | 28.62 | Cum | [5 empty] | Full Conversion | INR | [6 empty] | 15.3 (i) | [33 empty] | 0 | 0 | #VALUE!
1.04 | Dismantling of Checking (100 Sqm) | item2 | 40.89 | Cum | [5 empty] | Full Conversion | INR | [6 empty] | 15.3 (ii) | [33 empty] | 0 | 0 | #VALUE!
1.05 | Dismantling of Common Toilet (15 Sqm) | item3 | 6.13 | Cum | [5 empty] | Full Conversion | INR | [6 empty] | 15.3 (iii) | [33 empty] | 0 | 0 | #VALUE!
1.06 | Dismantling of DHC Room (20 Sqm) | item4 | 8.18 | Cum | [5 empty] | Full Conversion | INR | [6 empty] | 15.3 (iv) | [33 empty] | 0 | 0 | #VALUE!
1.07 | Dismantling of Reception Area (170 Sqm) | item5 | 69.51 | Cum | [5 empty] | Full Conversion | INR | [6 empty] | 15.3 (v) | [33 empty] | 0 | 0 | #VALUE!
1.08 | Taking out doors, windows and clerestory window shutters (steel or wood) including stacking within 50 metres lead: Of area 3 sq. metres and below | [8 empty] | Full Conversion
1.09 | Dismantling of Bastin (70 Sqm) | item6 | 3 | Each | [5 empty] | Full Conversion | INR | [6 empty] | 15.13.1 (i) | [33 empty] | 0 | 0 | #VALUE!
1.1 | Dismantling of Checking (100 Sqm) | item7 | 2 | Each | [5 empty] | Full Conversion | INR | [6 empty] | 15.13.1 (ii) | [33 empty] | 0 | 0 | #VALUE!
1.11 | Dismantling of Common Toilet (15 Sqm) | item8 | 3 | Each | [5 empty] | Full Conversion | INR | [6 empty] | 15.13.1 (iii) | [33 empty] | 0 | 0 | #VALUE!
1.12 | Dismantling of DHC Room (20 Sqm) | item9 | 3 | Each | [5 empty] | Full Conversion | INR | [6 empty] | 15.13.1 (iv) | [33 empty] | 0 | 0 | #VALUE!
1.13 | Dismantling of Reception Area (170 Sqm) | item10 | 10 | Each | [5 empty] | Full Conversion | INR | [6 empty] | 15.13.1 (v) | [33 empty] | 0 | 0 | #VALUE!
1.14 | Taking out doors, windows and clerestory window shutters (steel or wood) including stacking within 50 metres lead: Of area beyond 3 sq. metres | [8 empty] | Full Conversion
1.15 | Entry Door | item11 | 2 | Each | [5 empty] | Full Conversion | INR | [6 empty] | 15.13.2 (i) | [33 empty] | 0 | 0 | #VALUE!
1.16 | Fixing existing M.S. sheet door, including realigning, repairing hinges, welding where necessary, replacing damaged fasteners and refitting the door in position with all necessary materials, labor, and tools complete as per the site requirement and engineer's direction. | [8 empty] | Full Conversion
1.17 | Entry Door | item12 | 36 | Sqm | [5 empty] | Full Conversion | INR | [6 empty] | DSR Analysis | [33 empty] | 0 | 0 | #VALUE!
1.18 | Demolishing stone rubble masonry manually/ by mechanical means including stacking of serviceable material and disposal of unserviceable material within 50 metres lead as per direction of Engineer-in-charge : In cement mortar | [8 empty] | Full Conversion
1.19 | Dismantling of Bastin (70 Sqm) | item13 | 98 | Cum | [5 empty] | Full Conversion | INR | [6 empty] | 15.9.2 (i) | [33 empty] | 0 | 0 | #VALUE!
1.2 | Dismantling of Checking (100 Sqm) | item14 | 140 | Cum | [5 empty] | Full Conversion | INR | [6 empty] | 15.9.2 (ii) | [33 empty] | 0 | 0 | #VALUE!
1.21 | Dismantling of Common Toilet (15 Sqm) | item15 | 21 | Cum | [5 empty] | Full Conversion | INR | [6 empty] | 15.9.2 (iii) | [33 empty] | 0 | 0 | #VALUE!
1.22 | Dismantling of DHC Room (20 Sqm) | item16 | 28 | Cum | [5 empty] | Full Conversion | INR | [6 empty] | 15.9.2 (iv) | [33 empty] | 0 | 0 | #VALUE!
1.23 | Dismantling of Reception Area (170 Sqm) | item17 | 238 | Cum | [5 empty] | Full Conversion | INR | [6 empty] | 15.9.2 (v) | [33 empty] | 0 | 0 | #VALUE!
1.24 | Demolishing brick work manually/ by mechanical means including stacking of serviceable material and disposal of unserviceable material within 50 metres lead as per direction of Engineer-in-charge.. | [8 empty] | Full Conversion
1.25 | Dismantling of Bastin (70 Sqm) | item18 | 19.6 | Cum | [5 empty] | Full Conversion | INR | [6 empty] | 15.7.4 (i) | [33 empty] | 0 | 0 | #VALUE!
1.26 | Dismantling of Checking (100 Sqm) | item19 | 28 | Cum | [5 empty] | Full Conversion | INR | [6 empty] | 15.7.4 (ii) | [33 empty] | 0 | 0 | #VALUE!
1.27 | Dismantling of Common Toilet (15 Sqm) | item20 | 4.2 | Cum | [5 empty] | Full Conversion | INR | [6 empty] | 15.7.4 (iii) | [33 empty] | 0 | 0 | #VALUE!
1.28 | Dismantling of DHC Room (20 Sqm) | item21 | 5.6 | Cum | [5 empty] | Full Conversion | INR | [6 empty] | 15.7.4 (iv) | [33 empty] | 0 | 0 | #VALUE!
1.29 | Dismantling of Reception Area (170 Sqm) | item22 | 47.6 | Cum | [5 empty] | Full Conversion | INR | [6 empty] | 15.7.4 (v) | [33 empty] | 0 | 0 | #VALUE!
1.3 | Removing mortar from and cleaning stones and concrete articles (net quantity of stacks of cleaned materials will be measured): In cement mortar | item23 | 525 | Cum | [5 empty] | Full Conversion | INR | [6 empty] | 15.11.2 | [33 empty] | 0 | 0 | #VALUE!
1.31 | Dismantling steel work in built up sections in angles, tees, flats and channels including all gusset plates, bolts, nuts, cutting rivets, welding etc. including dismembering and stacking within 50 metres lead. | [8 empty] | Full Conversion
1.32 | Dismantling of Shed (320 Sqm) | item24 | 12051.2 | Kg | [5 empty] | Full Conversion | INR | [6 empty] | 15.18 (i) | [33 empty] | 0 | 0 | #VALUE!
1.33 | Dismantling roofing including ridges, hips, valleys and gutters etc., and stacking the material within 50 metres lead of: | [8 empty] | Full Conversion
1.34 | Dismantling of Shed Parking (320 Sqm) (Asbestos Sheet/ Polycarbonate Sheet) | item25 | 320 | Sqm | [5 empty] | Full Conversion | INR | [6 empty] | 15.28.1 | [33 empty] | 0 | 0 | #VALUE!
1.35 | Disposal of moorum/building rubbish/malba/ similar unserviceable, dismantled or waste material by mechanical transport including loading, transporting, unloading to approved municipal dumping ground for lead upto 10 km for all lifts, complete as per directions of Engineer-in-charge. Note - item to be applicable in urban areas having directions for restricted hours for movement/plying of load carrying motor vehicle of 3.5 Cum or more. | item26 | 678.33 | Cum | [5 empty] | Full Conversion | INR | [6 empty] | 1.1.18 | [33 empty] | 0 | 0 | #VALUE!
2 | Renovation of East Gate | [8 empty] | Full Conversion
2.01 | Cleaning of exposed concrete surface of sticking material including loose and foreign material by sand blasting with coarse sand followed by and including cleaning with oil free air blast as per direction of Engineer in charge. | item27 | 675 | Sqm | [5 empty] | Full Conversion | INR | [6 empty] | 26.37 | [33 empty] | 0 | 0 | #VALUE!
2.02 | Construction of dry lean cement concrete sub base over a prepared sub-grade with coarseand fine aggregate conforming to IS:383, the size of coarse aggregate not exceeding 25 mm,aggregate cement ratio not to exceed 15:1, aggregate gradation after blending to be as perspecifications, cement content not to be less than 150 Kg/Cum, optimum moisture contentto be determined during trial length construction, concrete strength not to be less than 10Mpa at 7 days, mixed in a batching plant, transported to site, for all leads & lifts, laid witha mechanical paver, compacting with 8-10 tonne vibratory roller, finishing and curing etc.complete as per direction of Engineer-in- charge. | item28 | 145.52 | Cum | [5 empty] | Full Conversion | INR | [6 empty] | 16.8 | [33 empty] | 0 | 0 | #VALUE!
2.03 | Providing and laying factory made chamfered edge Cement Concrete paver blocks In foot path, park & lawns driveway or light & traffic parking etc. of required strength, thickness & size/ shape, made by table vibratory method using PU mould, laid in required colour & pattern over 50mm thick compacted bed of course sand, compacting and proper embedding/ laying of inter locking paver blocks into the sand bedding layer through vibratory compaction by using plate vibrator, filling the joints with sand and cutting of paver blocks as per required size and pattern, finishing and sweeping extra sand, all complete as per manufacturer's specifications & direction of Engineer in-Charge.80mm thick Cement concrete paver block of M-30 grade with approved colour, design & pattern. | item29 | 568.7 | Sqm | [5 empty] | Full Conversion | INR | [6 empty] | 16.91.2 | [33 empty] | 0 | 0 | #VALUE!
2.04 | Providing and laying gang saw cut 30 mm thick, mirror polished pre moulded and pre polished machine cut granite stone of required size and shape of approved shade, colour and texture in footpath, flooring in road side plazas and similar locations, laid over 20mm thick base of cement mortar 1:4 (1 cement : 4 coarse sand) including grouting the joints with white cement mixed with matching pigment, epoxy touch ups etc. complete as per direction of Engineer-in-Charge. With granite stone of all colour except black, cherry/ruby red of area less than 0.50 sqm | item30 | 261.8 | Sqm | [5 empty] | Full Conversion | INR | [6 empty] | 16.87.2 | [33 empty] | 0 | 0 | #VALUE!
2.05 | Providing and applying 2.5 mm thick road marking strips (retro-reflective) of specified shade/ colour using hot thermoplastic material by fully/ semi automatic thermoplastic paint applicator machine fitted with profile shoe, glass beads dispenser, propane tank heater and profile shoe heater, driven by experienced operator on road surface including cost of material, labour, T&P, cleaning the road surface of all dirt, seals, oil, grease and foreign material etc. complete as per direction of Engineer-in-charge and accordance with applicable specifications. | item31 | 10.8 | Sqm | [5 empty] | Full Conversion | INR | [6 empty] | 16.62 | [33 empty] | 0 | 0 | #VALUE!
2.06 | Providing and fixing Glow studs of size 100x20 mm made of heavy duty body shall be moulded ASA (Acrylic styrene Acryloretrite ) or HIP (High impact polystyrene) or ABS having electronically welded micro- prismatic lens with abrasion resistant coating as approved by Engineer in charge. The glow stud shall support a load of 13635 kg tested in accordance with ASTM D4280. The slope of retro- reflective surface shall be 35 (+/-5) degress to base .The reflective panels on both sides with at least 12 cm of reflective area up each side. The luminance intensity should be as per the specification and shall be tested as described in ASTM I: 809 as recommended in BS: 873 part 4 : 1973. The studs shall be fixed to the Road surface using the adhesive conforming to IS, as per procedure recommended by the manufacturer complete and as per direction of Engineer-in-charge. | item32 | 55 | Nos | [5 empty] | Full Conversion | INR | [6 empty] | 16.5 | [33 empty] | 0 | 0 | #VALUE!
2.07 | Supply, fabrication, and installation of Stainless Steel (SS 304) polished letters with LED backlighting, including all necessary materials, wiring, and accessories for complete installation. (24 Inch Height Letter) | item33 | 1 | Nos | [5 empty] | Full Conversion | INR | [6 empty] | DSR Analysis | [33 empty] | 0 | 0 | #VALUE!
2.08 | Supply, fabrication, and installation of Stainless Steel (SS 304) polished Symbol with LED backlighting, including all necessary materials, wiring, and accessories for complete installation. (3x2.3m Size Symbol) | item34 | 1 | Nos | [5 empty] | Full Conversion | INR | [6 empty] | DSR Analysis | [33 empty] | 0 | 0 | #VALUE!
2.09 | Structural steel work riveted, bolted or welded in built up sections, trusses and framed work, including cutting, hoisting, fixing in position and applying a priming coat of approved steel primer all complete. | item35 | 35253.53 | Kg | [5 empty] | Full Conversion | INR | [6 empty] | 10.2 | [33 empty] | 0 | 0 | #VALUE!
2.1 | Finishing with Epoxy paint (two or more coats) at all locations prepared and applied as per manufacturer's specifications including appropriate priming coat, preparation of surface, etc. complete.On steel work | item36 | 895.4 | Sqm | [5 empty] | Full Conversion | INR | [6 empty] | 13.52.1 | [33 empty] | 0 | 0 | #VALUE!
2.11 | Providing, fabricating and supplying and fixing panels of aluminium composite panel cladding in pan shape in metalic colour of approved shades made out of 4mm thick aluminium on MS Structural Member. | item37 | 2044.35 | Sqm | [5 empty] | Full Conversion | INR | [6 empty] | DSR Analysis | [33 empty] | 0 | 0 | #VALUE!
2.12 | Providing and fixing 1mm thick M.S. sheet door with frame of 40x40x6 mm angle iron and 3 mm M.S. gusset plates at the junctions and corners, all necessary fittings complete, including applying a priming coat of approved steel primer. Using M.S. angels 40x40x6 mm for diagonal braces | item38 | 9.9 | Sqm | [5 empty] | Full Conversion | INR | [6 empty] | 10.5.1 | [33 empty] | 0 | 0 | #VALUE!
2.13 | Supply, fabrication, painting, and installation of Railing Stand/Barricade as per specifications, including all necessary materials, labor, tools, and equipment for proper fixing and finishing. (Chain Including) | item39 | 11 | Nos | [5 empty] | Full Conversion | INR | [6 empty] | DSR Analysis | [33 empty] | 0 | 0 | #VALUE!
2.14 | Providing and fixing on wall face unplasticised Rigid PVC rain water pipes conforming to IS : 13592 Type A, including jointing with seal ring conforming to IS : 5382, leaving 10 mm gap for thermal expansion, (i) Single socketed pipes. | item40 | 66 | Mtr | [5 empty] | Full Conversion | INR | [6 empty] | 12.41.2 | [33 empty] | 0 | 0 | #VALUE!
2.15 | Providing, fabricating, and fixing 5mm + 5mm DGU Toughened Glass Aluminium Partition and 12mm Toughened Glass Door, including double-glazed soundproof glass panels, aluminium framing, extruded built-up standard tubular sections, edge polishing, cutting, fixing with glass and lock, Hardwyn floor spring, patch fittings, door machine, necessary accessories, handles, and complete installation as per approved design. | item41 | 1500 | Sqft | [5 empty] | Full Conversion | INR | [6 empty] | DSR Analysis | [33 empty] | 0 | 0 | #VALUE!
2.16 | Providing, fabricating, and fixing Aluminium Composite Ceiling, using aluminium pipe frame (1½ x 1 heavy) with support cabin covering on top and sides, finished with PVDF sheet, including complete supply, transportation, labor, tools, and installation to ensure a fully functional and finished job as per approved design. | item42 | 1750 | Sqft | [5 empty] | Full Conversion | INR | [6 empty] | DSR Analysis | [33 empty] | 0 | 0 | #VALUE!
3 | SECURITY BUILDING-CIVIL WORK | [8 empty] | Full Conversion
3.01 | Building Work | [8 empty] | Full Conversion
3.02 | EXCAVATION AND FILLING | [8 empty] | Full Conversion
3.03 | Earth work in excavation by mechanical means (Hydraulic excavator)/ manual means over areas (exceeding 30 cm in depth, 1.5 m in width as well as 10 sqm on plan) including getting out and disposal of excavated earth lead upto 50 m and lift upto 1.5 m, as directed by Engineer-in charge. All kinds of soil | [8 empty] | Full Conversion
3.04 | Upto 1.5 Mtr Depth | item43 | 206.13 | Cum | [5 empty] | Full Conversion | INR | [6 empty] | 2.6.1 | [33 empty] | 0 | 0 | #VALUE!
3.05 | Filling available excavated earth (excluding rock) in trenches, plinth, sides of foundations etc. in layers not exceeding 20cm in depth, consolidating each deposited layer by ramming and watering, lead up to 50 m and lift upto 1.5 m. | item44 | 163.19 | Cum | [5 empty] | Full Conversion | INR | [6 empty] | 2.25 | [33 empty] | 0 | 0 | #VALUE!
3.06 | Disposal of Surplus Excavated Soil - With 5 Kms Lead. | item45 | 42.95 | Cum | [5 empty] | Full Conversion | INR | [6 empty] | 1.1.2 | [33 empty] | 0 | 0 | #VALUE!
3.07 | ANTI-TERMITE TREATMENT | [8 empty] | Full Conversion
3.08 | Treatment of soil under using chemical emulsion @ 0.5 litre per sqm, With Chlorpyriphos/Lindane E.C. 20% with 1% concentration. | item46 | 209.91 | Sqm | [5 empty] | Full Conversion | INR | [6 empty] | DSR Analysis | [33 empty] | 0 | 0 | #VALUE!
3.09 | BRICK SOLING | [8 empty] | Full Conversion
3.1 | Brick Soling: Dry brick pitching half brick thick including supply of bricks and preparing the surface complete : With common burnt clay F.P.S. (non modular) bricks of class designation 7.5 | item47 | 51.62 | Sqm | [5 empty] | Full Conversion | INR | [6 empty] | 16.12 | [33 empty] | 0 | 0 | #VALUE!
3.11 | PLAIN CEMENT CONCRETE | [8 empty] | Full Conversion
3.12 | Plain Cement concrete (1:4:8)in foundation and floors using 4cm(1½”) size hard crusher broken granite stone metal of approved quality and from approved quarry including lowering, laying concrete, watering, curing etc, complete to required levels laid in layers not exceeding 0’-6” thick in each layer including cost, conveyances, royalties, taxes of all materials and cost of all labour with T&P required for the work etc, complete as per specification & direction of the Engineer-in-charge. | item48 | 4.13 | Cum | [5 empty] | Full Conversion | INR | [6 empty] | 4.1.8 | [33 empty] | 0 | 0 | #VALUE!
3.13 | 1:3:6 (1 Cement : 3 coarse sand(zone-III) derived from natural sources : 6 graded stone aggregate 40 mm nominal size derived from natural sources). | item49 | 23.74 | Cum | [5 empty] | Full Conversion | INR | [6 empty] | 4.1.6 | [33 empty] | 0 | 0 | #VALUE!
3.14 | Making plinth protection 50mm thick of cement concrete 1:3:6 (1 cement: 3 coarse sand (zone-III) derived from natural sources : 6 graded stone aggregate 20 mm nominal size derived from natural sources) over 75mm thick bed of dry brick ballast 40 mm nominal size, well rammed and consolidated and grouted with fine sand, including necessary excavation, levelling & dressing & finishing the top smooth. | item50 | 18.7 | Sqm | [5 empty] | Full Conversion | INR | [6 empty] | 4.17 | [33 empty] | 0 | 0 | #VALUE!
3.15 | REINFORCED CEMENT CONCRETE | [8 empty] | Full Conversion
3.16 | Providing and laying in position ready mixed or site batched design mix cement concrete for reinforced cement concrete work; using coarse aggregate and fine aggregate derived from natural sources, Portland Pozzolana / Ordinary Portland /Portland Slag cement, admixtures in recommended proportions as per IS: 9103 to accelerate / retard setting of concrete, to improve durability and workability without impairing strength; including pumping of concrete to site of laying, curing, carriage for all leads; but excluding the cost of centering, shuttering, finishing and reinforcement as per direction of the engineer-in-charge; for the following grades of concrete. Note: Extra cement up to 10% of the minimum specified cement content in design mix shall be payable separately. In case the cement content in design mix is more than 110% of the specified minimum cement content, the contractor shall have discretion to either re-design the mix or bear the cost of extra cement | [8 empty] | Full Conversion
3.17 | All works upto plinth level Concrete of M30 grade with minimum cement content of 350 kg /Cum | item51 | 27.4 | Cum | [5 empty] | Full Conversion | INR | [6 empty] | 5.33.1.2 | [33 empty] | 0 | 0 | #VALUE!
3.18 | All works above plinth level upto floor V level Concrete of M30 grade with minimum cement content of 350 kg /Cum | item52 | 45.93 | Cum | [5 empty] | Full Conversion | INR | [6 empty] | 5.33.2.2 | [33 empty] | 0 | 0 | #VALUE!
3.19 | REINFORCEMENT | [8 empty] | Full Conversion
3.2 | Steel reinforcement for R.C.C. work including straightening, cutting, bending, placing in position and binding all complete upto plinth level. Thermo-Mechanically Treated bars of grade Fe-500D or more. | item53 | 3943.07 | Kg | [5 empty] | Full Conversion | INR | [6 empty] | 5.22.6 | [33 empty] | 0 | 0 | #VALUE!
3.21 | Steel reinforcement for R.C.C. work including straightening, cutting, bending, placing in position and binding all complete above plinth level. Thermo-Mechanically Treated bars of grade Fe-500D or more. | item54 | 6087.08 | Kg | [5 empty] | Full Conversion | INR | [6 empty] | 5.22A.6 | [33 empty] | 0 | 0 | #VALUE!
3.22 | CENTERING AND SHUTTERING | [8 empty] | Full Conversion
3.23 | Centering and shuttering including strutting, propping etc. and removal of form for Foundations, footings, bases of columns, etc. for mass concrete | item55 | 44.04 | Sqm | [5 empty] | Full Conversion | INR | [6 empty] | 5.9.1 | [33 empty] | 0 | 0 | #VALUE!
3.24 | Centering and shuttering including strutting, propping etc. and removal of form for Suspended floors, roofs, landings, balconies and access platform etc. | item56 | 158.29 | Sqm | [5 empty] | Full Conversion | INR | [6 empty] | 5.9.3 | [33 empty] | 0 | 0 | #VALUE!
3.25 | Centering and shuttering including strutting, propping etc. and removal of form for Lintels, beams, plinth beams, girders, bressumers and cantilevers | item57 | 222.29 | Sqm | [5 empty] | Full Conversion | INR | [6 empty] | 5.9.5 | [33 empty] | 0 | 0 | #VALUE!
3.26 | Centering and shuttering including strutting, propping etc. and removal of form for Columns, Pillars, Piers, Abutments, Posts and Struts | item58 | 118.98 | Sqm | [5 empty] | Full Conversion | INR | [6 empty] | 5.9.6 | [33 empty] | 0 | 0 | #VALUE!
3.27 | Extra for additional height in centering, shuttering where ever required with adequate bracing, propping etc., including cost of de-shuttering and decentering at all levels, over a height of 3.5 m, for every additional height of 1 metre or part thereof (Plan area to be measured). 5.11.1 Suspended floors, roofs, landing, beams and balconies (Plan area to be measured) | item59 | 158.29 | Sqm | [5 empty] | Full Conversion | INR | [6 empty] | 5.11.1 | [33 empty] | 0 | 0 | #VALUE!
3.28 | BRICKWORK | [8 empty] | Full Conversion
3.29 | Brick work with common burnt clay F.P.S. (non modular) bricks of class designation 7.5 in foundation and plinth in: Cement mortar 1:4 (1 cement : 4 coarse sand). | item60 | 20.7 | Cum | [5 empty] | Full Conversion | INR | [6 empty] | 6.1.1 | [33 empty] | 0 | 0 | #VALUE!
3.3 | Brick work with common burnt clay F.P.S. (non modular) bricks of class designation 7.5 in superstructure above plinth level up to floor V level in all shapes and sizes in : Cement mortar 1:4 (1 cement : 4 coarse sand) | item61 | 40.8 | Cum | [5 empty] | Full Conversion | INR | [6 empty] | 6.4.1 | [33 empty] | 0 | 0 | #VALUE!
3.31 | Half brick masonry with common burnt clay F.P.S. (non modular) bricks of class designation 7.5 in foundations and plinth in : Cement mortar 1:3 (1 cement : 3 coarse sand) | item62 | 10.94 | Sqm | [5 empty] | Full Conversion | INR | [6 empty] | 6.12.1 | [33 empty] | 0 | 0 | #VALUE!
3.32 | Half brick masonry with common burnt clay F.P.S. (non modular) bricks of class designation 7.5 in superstructure above plinth level up to floor V level. Cement mortar 1:3 (1 cement :3 coarse sand) | item63 | 152.65 | Sqm | [5 empty] | Full Conversion | INR | [6 empty] | 6.13.1 | [33 empty] | 0 | 0 | #VALUE!
3.33 | PLASTER | [8 empty] | Full Conversion
3.34 | 6 mm cement plaster of mix : 1:3 (1 cement : 3 fine sand) | item64 | 285.02 | Sqm | [5 empty] | Full Conversion | INR | [6 empty] | 13.16.1 | [33 empty] | 0 | 0 | #VALUE!
3.35 | 12 mm cement plaster of mix : 1:4 (1 cement: 4 fine sand) | item65 | 318.12 | Sqm | [5 empty] | Full Conversion | INR | [6 empty] | 13.1.1 | [33 empty] | 0 | 0 | #VALUE!
3.36 | 20 mm cement plaster of mix : 1:6 (1 cement: 6 fine sand) | [8 empty] | Full Conversion
3.37 | Upto 10m Height | item66 | 389.31 | Sqm | [5 empty] | Full Conversion | INR | [6 empty] | 13.3.2 | [33 empty] | 0 | 0 | #VALUE!
3.38 | PUTTY & PAINT | [8 empty] | Full Conversion
3.39 | Providing and applying white cement based putty of average thickness 1 mm, of approved brand and manufacturer, over the plastered wall surface to prepare the surface even and smooth complete. | item67 | 992.44 | Sqm | [5 empty] | Full Conversion | INR | [6 empty] | 13.8 | [33 empty] | 0 | 0 | #VALUE!
3.4 | Distempering with 1st quality acrylic distemper (ready mixed) having VOC content less than 50 gms/litre, of approved manufacturer, of required shade and colour complete, as per manufacturer's specification: Two or more coats on new work. | item68 | 508.81 | Sqm | [5 empty] | Full Conversion | INR | [6 empty] | 13.41 | [33 empty] | 0 | 0 | #VALUE!
3.41 | Finishing walls with Acrylic Smooth exterior paint of required shade : New work (Two or more coat applied @ 1.67 ltr/10 sqm over and including priming coat of exterior primer applied @ 0.90 kg/10 sqm) | item69 | 389.31 | Sqm | [5 empty] | Full Conversion | INR | [6 empty] | 13.46 | [33 empty] | 0 | 0 | #VALUE!
3.42 | Painting with synthetic enamel paint of approved brand and manufacture to give an even shade : Two or more coats on new work | item70 | 38.31 | Sqm | [5 empty] | Full Conversion | INR | [6 empty] | 13.62 | [33 empty] | 0 | 0 | #VALUE!
3.43 | FLOOR AND WALL TILES | [8 empty] | Full Conversion
3.44 | Stone tile (polished) work for wall lining over 12 mm thick bed of cement mortar 1:3 (1 cement : 3 coarse sand) and cement slurry @ 3.3 kg/sqm including pointing in white cement complete Granite of any colour and shade | item71 | 13.6 | Sqm | [5 empty] | Full Conversion | INR | [6 empty] | 8.9.1.2 | [33 empty] | 0 | 0 | #VALUE!
3.45 | Providing and laying Polished Granite stone flooring in required design and patterns, in linear as well as mcurvilinear portions of the building all complete as per mthe architectural drawings with 18 mm thick stone slab mover 20 mm (average) thick base of cement mortar 1:4 m(1 cement : 4 coarse sand) laid and jointed with cement mslurry and pointing with white cement slurry admixed mwith pigment of matching shade including rubbing , mcuring and polishing etc. all complete as specified and as directed by the Engineer-in-Charge. Polished Granite stone slab jet Black, Cherry Red, Elite Brown, Cat Eye or equivalent | item72 | 22.83 | Sqm | [5 empty] | Full Conversion | INR | [6 empty] | 11.56.1 | [33 empty] | 0 | 0 | #VALUE!
3.46 | Providing edge moulding to 18 mm thick marble stone counters, Vanities etc., including machine polishing to medge to give high gloss finish etc. complete as per design approved by Engineer-in-Charge. | item73 | 25 | Mtr | [5 empty] | Full Conversion | INR | [6 empty] | 8.3.2 | [33 empty] | 0 | 0 | #VALUE!
3.47 | Providing and laying vitrified floor tiles in different sizes (thickness to be specified by the manufacturer) with water absorption less than 0.08% and conforming to IS: 15622, of approved make, in all colours and shades, laid on 20mm thick cement mortar 1:4 (1 cement : 4 coarse sand), jointing with grey cement slurry @ 3.3 kg/ sqm including grouting the joints with white cement and matching pigments etc., complete. Size of Tile 600x600 mm | item74 | 75.27 | Sqm | [5 empty] | Full Conversion | INR | [6 empty] | 11.41.2 | [33 empty] | 0 | 0 | #VALUE!
3.48 | Providing and laying Vitrified tiles in floor in different sizes (thickness tobe spec ified by the manufacturer) with water absorption less than 0.08% and conforming to IS:15622, of approved brand & manufacturer, in all colours and shade, laid on 20 mm thick cement mortar 1:4 (1 cement: 4 coarse sand) jointing with grey cement slurry @3.3 kg/sqm including grouting the joints with white cement and matching pigments etc. The tiles must be cut with the zero chipping diamond cutter only . Laying of tiles will be done with the notch trowel, plier, wedge, clips of required thickness, leveling system and rubber mallet for placing the tiles gently and easily. Glazed Vitrified tiles Matt/Antiskid finish of size Size of Tile 600 x 600 mm | item75 | 41.4 | Sqm | [5 empty] | Full Conversion | INR | [6 empty] | 11.41A.3.1 | [33 empty] | 0 | 0 | #VALUE!
3.49 | Providing and fixing Ist quality ceramic glazed wall tiles conforming toIS: 15622 (thickness to be specified by the manufacturer), of approvedmake, in all colours, shades except burgundy, bottle green, black of any size as approved by Engineer-in-Charge, in skirting, risers of steps and dados, over 12 mm thick bed of cement mortar 1:3 (1 cement : 3coarse sand) and jointing with grey cement slurry @ 3.3kg per sqm,including pointing in white cement mixed with pigment of matching shade complete. | item76 | 94.33 | Sqm | [5 empty] | Full Conversion | INR | [6 empty] | 8.31 | [33 empty] | 0 | 0 | #VALUE!
3.5 | Providing and fixing 18 mm thick gang saw cut, mirror polished, premoulded and prepolished, machine cut for kitchen platforms, vanity counters, window sills, facias and similar locations of required size, approved shade, colour and texture laid over 20 mm thick base cement mortar 1:4 (1 cement : 4 coarse sand), joints treated with white cement, mixed with matching pigment, epoxy touch ups, including rubbing, curing, moulding and polishing to edges to give high gloss finish etc. complete at all levels. Granite stone slab all colour and texture except black, Cherry/ Ruby red. Area of slab over 0.50 sqm | item77 | 3.74 | Sqm | [5 empty] | Full Conversion | INR | [6 empty] | 8.2.3.2 | [33 empty] | 0 | 0 | #VALUE!
3.51 | Extra for providing opening of required size & shape for wash basin/kitchen sink in kitchen platform, vanity counter and similar location in marble/ Granite/ stone work, including necessary holes for pillar taps etc. including moulding, rubbing and polishing of cut edges etc.complete. | item78 | 6 | Each | [5 empty] | Full Conversion | INR | [6 empty] | 8.5 | [33 empty] | 0 | 0 | #VALUE!
3.52 | DOOR AND WINDOW | [8 empty] | Full Conversion
3.53 | Providing and fixing ISI marked flush door shutters conforming to IS : 2202 (Part I) non-decorative type, core of block board construction with frame of 1st class hard wood and well matched commercial 3 ply veneering with vertical grains or cross bands and face veneers on both faces of shutters: 35 mm thick including ISI marked Stainless Steel butt hinges with necessary screws | item79 | 15.94 | Sqm | [5 empty] | Full Conversion | INR | [6 empty] | 9.21 | [33 empty] | 0 | 0 | #VALUE!
3.54 | Extra for Providing and fixing flush doors with decorative veneering instead of non decorative ISI marked flush door shutters conforming to IS: 2202 (Part I). On one side only | item80 | 15.94 | Sqm | [5 empty] | Full Conversion | INR | [6 empty] | 9.22 | [33 empty] | 0 | 0 | #VALUE!
3.55 | Providing and fixing 12mm thick toughened glass with aluminium work for doors, windows, ventilators and partitions withextruded built up standard tubular sections/ appropriate Z sections and other sections ofapproved make conforming to IS: 733 and IS: 1285, fixing with dash fasteners of required diaand size, including necessary filling up the gaps at junctions, i.e. at top, bottom and sides withrequired EPDM rubber/ neoprene gasket etc. Aluminium sections shall be smooth, rust free,straight, mitred and jointed mechanically wherever required including cleat angle, Aluminiumsnap beading for glazing / paneling, C.P. brass / stainless steel screws, all complete as perarchitectural drawings and the directions of Engineer-in-charge : | item81 | 38.28 | Sqm | [5 empty] | Full Conversion | INR | [6 empty] | DSR Analysis | [33 empty] | 0 | 0 | #VALUE!
3.56 | Providing and fixing factory made uPVC glazed/wire mesh windows/ doors comprising of lead free uPVC multi-chambered frame, sash and mullion/coupler (where ever required) extruded profiles having minimum wall thickness of 1.70 mm for Series R1 and R2 profiles and 2.10 mm for Series R3 and R4 profiles conforming to EN: 12608 in any shape, colour and design duly reinforced with galvanized mild steel section made of required shape & size as per CPWD Specification, uPVC extruded glazing beads, interlocks and Inline sash adaptor (where ever required) of appropriate dimension, EPDM gasket, hardware, SS 304 grade fasteners of minimum 8 mm dia with countersunk head, comprising of matching polyamide PA6 grade sleeve for fixing frame to finished wall as per IS 1367: Part 1 to 14, plastic packers, plastic caps and necessary stainless steel screws etc. Profile of frame, sash & mullion (if required) shall be mitred cut and fusion welded/mechanically jointed duly sealed at all corners, including drilling of holes for fixing hardware and drainage of water etc. After fixing frame the gap between frame and adjacent finished wall shall be filled with weather proof silicon sealant over backer rod of approved size and quality, all complete as per approved drawing conforming to CPWD specification & direction of Engineer-in-Charge. Section of steel reinforcement and cross sections of uPVC profiles to be as per design approved by Engineer-in-Charge. Wire mesh / Glazing of plain/ toughened/ laminated/ double glass unit with/without high performance coatings as per design requirements and conforming to IS: 3548 & IS: 16231 shall be paid separately. Note:- Structural design proof checked from a Government Engineering Institute, to be provided by the manufacturer for : (i) Sites with basic wind speed > 45 m/sec as per IS 875- Part 3 (ii) Sites with structure height more than 20m for all wind speeds | [8 empty] | Full Conversion
3.57 | Two track two panels sliding window with Aluminium channel for roller track, wool pile, nylon rollers with SS 304 body.Using R3 series with frame (55mm & above) x (40mm & above) & sash (30mm & above) x (55mm & above) with zinc alloy (zamak) powder coated handle on every panel along with multi-point locking system (Height upto 1.8m) | item82 | 19.2 | Sqm | [5 empty] | Full Conversion | INR | [6 empty] | 9.147.A1.2 | [33 empty] | 0 | 0 | #VALUE!
3.58 | Two track two panels sliding window with Aluminium channel for roller track, wool pile, nylon rollers with SS 304 body'Using R4 series with frame (64mm & above) x (45mm & above) & sash (44mm & above) x (55mm & above) with zinc alloy (zamak) powder coated handle on every panel along with multi-point locking system (Height above 1.8m). | item83 | 11.03 | Sqm | [5 empty] | Full Conversion | INR | [6 empty] | 9.147.A1.3 | [33 empty] | 0 | 0 | #VALUE!
3.59 | Ventilator Casement window single panel with or without fixed panel with S S. 304 friction hinges as per size and weight of sash, single point locking zinc alloy (zamak) powder coated handles.Using R1 series with frame (33mm & above ) x (35mm & above) & sash /mullion (33mm & above) x (50 mm & above). (Height upto 0.90 meter). | item84 | 1.44 | Sqm | [5 empty] | Full Conversion | INR | [6 empty] | 9.147.D1.1 | [33 empty] | 0 | 0 | #VALUE!
3.6 | STEEL | [8 empty] | Full Conversion
3.61 | Providing and fixing M.S. grills of required pattern in frames of windows etc. with M.S. flats, square or round bars etc. including priming coat with approved steel primer all complete. Fixed to openings /wooden frames with rawl plugs screws etc. | item85 | 522.47 | Kg | [5 empty] | Full Conversion | INR | [6 empty] | 9.48.2 | [33 empty] | 0 | 0 | #VALUE!
3.62 | Providing and fixing fly proof galvanized M.S. wire gauge to windows and clerestory windows using wire gauge with average width of aperture 1.4 mm in both directions with wire of dia 0.63 mm all complete. With 12 mm mild steel U beading | item86 | 34.83 | Sqm | [5 empty] | Full Conversion | INR | [6 empty] | 9.51.2 | [33 empty] | 0 | 0 | #VALUE!
3.63 | WATER PROOFING | [8 empty] | Full Conversion
3.64 | Providing and laying water proofing treatment on roofs of slabs by applying cement slurry mixed with water proofing cement compound consisting of applying:(a) after surface preparation, first layer of slurry of cement @ 0.488 kg/sqm mixed with water proofing cement compound @ 0.253 kg/sqm. (b) laying second layer of Fibre glass cloth when the first layer is still green. Overlaps of joints of fibre cloth should not be less than 10 cm. (c) third layer of 1.5 mm thickness consisting of slurry of cement @ 1.289 kg/sqm mixed with water proofing cement compound @ 0.670 kg/sqm and coarse sand @ 1.289 kg/sqm. This will be allowed to air cure for 4 hours followed by water curing for 48 hours. The entire treatment will be taken upto 30 cm on parapet wall and tucked into groove in parapet all around. (d) fourth and final layer of brick tiling with cement mortar (which will be paid for separately. For the purpose of measurement the entire treated surface will be measured. | item87 | 158.29 | Sqm | [5 empty] | Full Conversion | INR | [6 empty] | 22.6 | [33 empty] | 0 | 0 | #VALUE!
3.65 | FALSE CEILING | [8 empty] | Full Conversion
3.66 | Providing & fixing false ceiling at all heights with GRG (Glass Fibre Reinforced Gypsum) false ceiling tiles of Size 595x595 mm of approved texture, design and patterns having moisture content less than 2%, humidity resistance of 99%, NRC0.50 to 0.75 as per IS 8225:1987, Non combustible as per BS 476 (part 4)-1970 and light reflectance of 85% (minimum) to be laid in true horizontal level suspended on interlocking metal T-Grid of hot dipped galvanised iron section of 0.33mm thick (galvanized @ 120 grams per sqm including both sides) comprising of main-T runners of size 15x32 mm of length 3000 mm, cross - T of size 15x32 mm of length 1200 mm and secondary intermediate cross-T of size 15x32 mm of length 600mm to form grid module of size 600 x 600 mm, suspended from ceiling using galvanized mild steel items (galvanizing @ 80 grams per sqm) i.e. 50 mm long, 8 mm outer diameter M-6 dash fasteners, 6 mm dia fully threaded hanger rod upto 1000 mm length and L-shape level adjuster of size 85x25x2 mm. Galvanised iron perimeter wall angle of size 24x24x0.40 mm of length 3000 mm to be fixed on periphery wall / partition with the help of plastic rawl plugs at 450 mm center to center and 40 mm long dry wall wood screws. The work shall be carried out as per specifications, drawing and as per directions of the Engineer-in-Charge. With fully perforated 12 mm thick micro tegular edged or 10 mm thick square edged GRG false ceiling tiles | item88 | 75.27 | Sqm | [5 empty] | Full Conversion | INR | [6 empty] | 26.26.2 | [33 empty] | 0 | 0 | #VALUE!
3.67 | MISCELLANEOUS ITEMS | [8 empty] | Full Conversion
3.68 | Providing and fixing aluminium die cast body tubular type universal hydraulic door closer (having brand logo with ISI, IS : 3564, embossed on the body, door weight upto 35 kg and door width upto 700 mm), with necessary accessories and screws etc. complete. | item89 | 10 | Each | [5 empty] | Full Conversion | INR | [6 empty] | 9.83 | [33 empty] | 0 | 0 | #VALUE!
3.69 | Supply & Fixing of WPC Louvers for façade work of 26mm Thickness, 8inch Width and 9.6 ft Length as per Approved shade and brand, One Panel Area 6.90 Sqft as per instructed by Engineer Incharge. | item90 | 60.59 | Sqm | [5 empty] | Full Conversion | INR | [6 empty] | DSR Analysis | [33 empty] | 0 | 0 | #VALUE!
3.7 | Providing, fabricating and supplying and fixing panels of aluminium composite panel cladding in pan shape in metalic colour of approved shades made out of 4mm thick aluminium on MS Structural Member. | item91 | 16.5 | Sqm | [5 empty] | Full Conversion | INR | [6 empty] | DSR Analysis | [33 empty] | 0 | 0 | #VALUE!
3.71 | Supply, fabrication, and installation of Stainless Steel (SS 304) polished letters with LED backlighting, including all necessary materials, wiring, and accessories for complete installation. (12 Inch Height Letter) | item92 | 14 | Nos | [5 empty] | Full Conversion | INR | [6 empty] | DSR Analysis | [33 empty] | 0 | 0 | #VALUE!
4 | Outer Development | [8 empty] | Full Conversion
4.01 | Pathway | [8 empty] | Full Conversion
4.02 | Construction of dry lean cement concrete sub base over a prepared sub-grade with coarseand fine aggregate conforming to IS:383, the size of coarse aggregate not exceeding 25 mm,aggregate cement ratio not to exceed 15:1, aggregate gradation after blending to be as perspecifications, cement content not to be less than 150 Kg/Cum, optimum moisture contentto be determined during trial length construction, concrete strength not to be less than 10Mpa at 7 days, mixed in a batching plant, transported to site, for all leads & lifts, laid witha mechanical paver, compacting with 8-10 tonne vibratory roller, finishing and curing etc.complete as per direction of Engineer-in- charge. | item93 | 1.82 | Cum | [5 empty] | Full Conversion | INR | [6 empty] | 16.8 | [33 empty] | 0 | 0 | #VALUE!
4.03 | Providing and laying factory made chamfered edge Cement Concrete paver blocks In foot path, park & lawns driveway or light & traffic parking etc. of required strength, thickness & size/ shape, made by table vibratory method using PU mould, laid in required colour & pattern over 50mm thick compacted bed of course sand, compacting and proper embedding/ laying of inter locking paver blocks into the sand bedding layer through vibratory compaction by using plate vibrator, filling the joints with sand and cutting of paver blocks as per required size and pattern, finishing and sweeping extra sand, all complete as per manufacturer's specifications & direction of Engineer in-Charge. 60mm thick Cement concrete paver block of M-35 grade with approved colour, design & pattern | item94 | 18.15 | Sqm | [5 empty] | Full Conversion | INR | [6 empty] | 16.91.1 | [33 empty] | 0 | 0 | #VALUE!
4.04 | Providing and laying at or near ground level factory made kerb stone of M-25 grade cement concrete in position to the required line, level and curvature, jointed with cement mortar 1:3 (1 cement: 3 coarse sand), including making joints with or without grooves (thickness of joints except at sharp curve shall not to more than 5mm), including making drainage opening wherever required complete etc. as per direction of Engineer-in-charge (length of finished kerb edging shall be measured for payment). (Precast C.C. kerb stone shall be approved by Engineer-in-charge). | item95 | 2.82 | Cum | [5 empty] | Full Conversion | INR | [6 empty] | 16.69 | [33 empty] | 0 | 0 | #VALUE!
4.05 | Painting with synthetic enamel paint of approved brand and manufacture of required colour to give an even shade: Two or more coats on new work over an under coat of suitable shade with ordinary paint of approved brand and manufacture. (for Kerb Stone) | item96 | 10.45 | Sqm | [5 empty] | Full Conversion | INR | [6 empty] | 13.62.1 | [33 empty] | 0 | 0 | #VALUE!
5 | Green Area (CPWD DSR-AOR HORTICULTURE & LANDSCAPING-2020) | [8 empty] | Full Conversion
5.01 | Uprooting rank vegetation and weeds by digging the area to a depth of 60 cm, removing all weeds and other growth with roots by forking repeatedly, breaking clods, rough dressing, flooding with water, uprooting fresh growths after 10 to 15 days and then fine dressing for planting new grass, including disposal of all rubbish with all leads and lifts. | item97 | 15 | Sqm | [5 empty] | Full Conversion | INR | [6 empty] | (CPWD DSR-AOR HORTICULTURE & LANDSCAPING-2020) 2.12 | [33 empty] | 0 | 0 | #VALUE!
5.02 | Supplying and stacking of good earth at site including royalty and carriage upto 5 km lead complete (earth measured in stacks will be reduced by 20% for payment). | item98 | 4.5 | Cum | [5 empty] | Full Conversion | INR | [6 empty] | (CPWD DSR-AOR HORTICULTURE & LANDSCAPING-2020) 2.2 | [33 empty] | 0 | 0 | #VALUE!
5.03 | Supplying and stacking sludge at site including royalty and carriage upto 5 km lead complete (sludge measured in stacks will be reduced by 8% for payment). | item99 | 2.25 | Cum | [5 empty] | Full Conversion | INR | [6 empty] | (CPWD DSR-AOR HORTICULTURE & LANDSCAPING-2020) 2.3 | [33 empty] | 0 | 0 | #VALUE!
5.04 | Supplying and stacking at site dump manure from approved source, including carriage upto 5 km lead complete (manure measured in stacks will be reduced by 8% for payment) : | [8 empty] | Full Conversion
5.05 | Screened through sieve of I.S. designation 20 mm | item100 | 1.35 | Cum | [5 empty] | Full Conversion | INR | [6 empty] | (CPWD DSR-AOR HORTICULTURE & LANDSCAPING-2020) 2.4.1 | [33 empty] | 0 | 0 | #VALUE!
5.06 | Screened through sieve of I.S. designation 16 mm | item101 | 0.6 | Cum | [5 empty] | Full Conversion | INR | [6 empty] | (CPWD DSR-AOR HORTICULTURE & LANDSCAPING-2020) 2.4.2 | [33 empty] | 0 | 0 | #VALUE!
5.07 | Screened through sieve of I.S. designation 4.75 mm | item102 | 0.3 | Cum | [5 empty] | Full Conversion | INR | [6 empty] | (CPWD DSR-AOR HORTICULTURE & LANDSCAPING-2020) 2.4.3 | [33 empty] | 0 | 0 | #VALUE!
5.08 | Mixing earth and sludge or manure in the required proportion specified or directed by the Officer-in-charge | item103 | 9 | Cum | [5 empty] | Full Conversion | INR | [6 empty] | (CPWD DSR-AOR HORTICULTURE & LANDSCAPING-2020) 2.9 | [33 empty] | 0 | 0 | #VALUE!
5.09 | Spreading of sludge, dump manure and/or good earth in required thickness as per direction of officer-in-charge (cost of sludge, dump manure and/ or good earth to be paid separately). | item104 | 9 | Cum | [5 empty] | Full Conversion | INR | [6 empty] | (CPWD DSR-AOR HORTICULTURE & LANDSCAPING-2020) 2.8 | [33 empty] | 0 | 0 | #VALUE!
5.1 | Providing & laying Selection no. 1 doob grass turf with earth 50mm to 60mm thickness of existing ground prepared with proper level and ramming with required tools wooden and than rolling the surface with light roller make the surface smoothen and light watering the same maintenance for 30 days or more till the grass establish properly,as per direction of officer in charge | item105 | 12.75 | Sqm | [5 empty] | Full Conversion | INR | [6 empty] | (CPWD DSR-AOR HORTICULTURE & LANDSCAPING-2020) 2.34 | [33 empty] | 0 | 0 | #VALUE!
5.11 | Digging holes in ordinary soil and refilling the same with the excavated earth mixed with manure or sludge in the ratio of 2:1 by volume (2 parts of stacked volume of earth after reduction by 20% : 1 part of stacked volume of manure after reduction by 8%) flooding with water, dressing including removal of rubbish and surplus earth, if any, with all leads and lifts (cost of manure, sludge or extra good earth if needed to be paid for separately) | [8 empty] | Full Conversion
5.12 | Hole 0.45 m dia and 0.45 m deep | item106 | 10 | Each | [5 empty] | Full Conversion | INR | [6 empty] | (CPWD DSR-AOR HORTICULTURE & LANDSCAPING-2020) 2.14.4 | [33 empty] | 0 | 0 | #VALUE!
5.13 | Providing and Displaying Marigold(Tagetes) inca hybrid different colour having 30 cm and above ht., with 6 to 8 flowers in bloom & blooming condition, well developed pot should be fully covered with fresh and healthy, foliage and flowers in 20 cm Earthen Pot/Plastic Pot and as per direction of the officer-in-charge | item107 | 5 | Each | [5 empty] | Full Conversion | INR | [6 empty] | (CPWD DSR-AOR HORTICULTURE & LANDSCAPING-2020) 4.4 | [33 empty] | 0 | 0 | #VALUE!
5.14 | Providing and stacking of Duranta Golden, having ht.15 to 20 cm bushtyshape with fresh and healthy leaves in 15 cm size of Earthen Pot/Plastic Pot & as per direction of the officer-in-charge | item108 | 5 | Each | [5 empty] | Full Conversion | INR | [6 empty] | (CPWD DSR-AOR HORTICULTURE & LANDSCAPING-2020) 6.12 | [33 empty] | 0 | 0 | #VALUE!
5.15 | Drinking Water | [8 empty] | Full Conversion
5.16 | Brick work with common burnt clay F.P.S. (non modular) bricks of class designation 7.5 in foundation and plinth in: Cement mortar 1:4 (1 cement : 4 coarse sand). | item109 | 1.8 | Cum | [5 empty] | Full Conversion | INR | [6 empty] | 6.1.1 | [33 empty] | 0 | 0 | #VALUE!
5.17 | Brick work with common burnt clay F.P.S. (non modular) bricks of class designation 7.5 in superstructure above plinth level up to floor V level in all shapes and sizes in : Cement mortar 1:4 (1 cement : 4 coarse sand) | item110 | 2.76 | Cum | [5 empty] | Full Conversion | INR | [6 empty] | 6.4.1 | [33 empty] | 0 | 0 | #VALUE!
5.18 | Stone tile (polished) work for wall lining over 12 mm thick bed of cement mortar 1:3 (1 cement : 3 coarse sand) and cement slurry @ 3.3 kg/sqm including pointing in white cement complete Granite of any colour and shade | item111 | 24 | Sqm | [5 empty] | Full Conversion | INR | [6 empty] | 8.9.1.2 | [33 empty] | 0 | 0 | #VALUE!
5.19 | Providing and laying Polished Granite stone flooring in required design and patterns, in linear as well as mcurvilinear portions of the building all complete as per mthe architectural drawings with 18 mm thick stone slab mover 20 mm (average) thick base of cement mortar 1:4 m(1 cement : 4 coarse sand) laid and jointed with cement mslurry and pointing with white cement slurry admixed mwith pigment of matching shade including rubbing , mcuring and polishing etc. all complete as specified and as directed by the Engineer-in-Charge. Polished Granite stone slab jet Black, Cherry Red, Elite Brown, Cat Eye or equivalent | item112 | 4 | Sqm | [5 empty] | Full Conversion | INR | [6 empty] | 11.56.1 | [33 empty] | 0 | 0 | #VALUE!
6 | Sanitary Fixtures & CP Fittings (PH WORKS - SECURITY BUILDING) | [8 empty] | Full Conversion
6.01 | Providing and fixing white vitreous china pedestal type water closet (European type W.C. pan) with seat and lid, 10 litre low level white P.V.C. flushing cistern, including flush pipe, with manually controlled device (handle lever), conforming to IS : 7231, with all fittings and fixtures complete, including cutting and making good the walls and floors wherever required : | [8 empty] | Full Conversion
6.02 | W.C. pan with ISI marked white solid plastic seat and lid | item113 | 6 | Each | [5 empty] | Full Conversion | INR | [6 empty] | 17.2.1 | [33 empty] | 0 | 0 | #VALUE!
6.03 | Providing and fixing white vitreous china flat back or wall corner typelipped front urinal basin of 430x260x350 mm and 340x410x265 mm sizes respectively with automatic flushing cistern with standard flush pipe and C.P. brass spreaders with brass unions and G.I clamps complete, including painting of fittings and brackets, cutting and making good the walls and floors wherever required : | [8 empty] | Full Conversion
6.04 | One urinal basin with 5 litre white P.V.C. automatic flushing cistern | item114 | 4 | Each | [5 empty] | Full Conversion | INR | [6 empty] | 17.4.1 | [33 empty] | 0 | 0 | #VALUE!
6.05 | Providing and fixing wash basin with C.I. brackets, 15 mm C.P. brass pillar taps, 32 mm C.P. brass waste of standard pattern, including painting of fittings and brackets, cutting and making good the walls wherever require | [8 empty] | Full Conversion
6.06 | White Vitreous China Wash basin size 630x450 mm with a pair of 15 mm C.P. brass pillar taps | item115 | 5 | Each | [5 empty] | Full Conversion | INR | [6 empty] | 17.7.1 | [33 empty] | 0 | 0 | #VALUE!
6.07 | Providing and fixing CP Brass 32mm size Bottle Trap of approved quality & make and as per the direction of Engineer-in-charge. | item116 | 5 | Each | [5 empty] | Full Conversion | INR | [6 empty] | 17.22A | [33 empty] | 0 | 0 | #VALUE!
6.08 | Providing and fixing P.V.C. waste pipe for sink or wash basin including P.V.C. waste fittings complete | [8 empty] | Full Conversion
6.09 | Semi rigid pipe | [8 empty] | Full Conversion
6.1 | 32 mm dia | item117 | 3 | Each | [5 empty] | Full Conversion | INR | [6 empty] | 17.28.1.1 | [33 empty] | 0 | 0 | #VALUE!
6.11 | Providing and fixing 600x450 mm beveled edge mirror of superior glass (of approved quality) complete with 6 mm thick hard board ground fixed to wooden cleats with C.P. brass screws and washers complete | item118 | 5 | Each | [5 empty] | Full Conversion | INR | [6 empty] | 17.31 | [33 empty] | 0 | 0 | #VALUE!
6.12 | Providing and fixing 600x120x5 mm glass shelf with edges round off, supported on anodised aluminium angle frame with C.P. brass brackets and guard rail complete fixed with 40 mm long screws, rawl Plugs etc., complete. | item119 | 5 | Each | [5 empty] | Full Conversion | INR | [6 empty] | 17.33 | [33 empty] | 0 | 0 | #VALUE!
6.13 | Providing and fixing C.P. brass stop cock (concealed) of standard design and of approved make conforming to IS:8931 | [8 empty] | Full Conversion
6.14 | 15 mm nominal bore | item120 | 6 | Each | [5 empty] | Full Conversion | INR | [6 empty] | 18.52.1 | [33 empty] | 0 | 0 | #VALUE!
6.15 | Providing and fixing C.P. brass long body bib cock of approved quality conforming to IS standards and weighing not less than 690 gms. | [8 empty] | Full Conversion
6.16 | 15 mm nominal bore | item121 | 6 | Each | [5 empty] | Full Conversion | INR | [6 empty] | 18.51.1 | [33 empty] | 0 | 0 | #VALUE!
6.17 | 15 mm CP Bib Cock with wall flange (T5004A1 Bib Cock Uno) | item122 | 6 | Each | [5 empty] | Full Conversion | INR | [6 empty] | DSR Analysis | [33 empty] | 0 | 0 | #VALUE!
6.18 | 15mm CP Angular Stop Cock (T5007A1 UNO-ANGLE VALVE) | item123 | 11 | Each | [5 empty] | Full Conversion | INR | [6 empty] | DSR Analysis | [33 empty] | 0 | 0 | #VALUE!
6.19 | Health Faucet (E8354A1 -Slimline Eay Cleaning) | item124 | 6 | Each | [5 empty] | Full Conversion | INR | [6 empty] | DSR Analysis | [33 empty] | 0 | 0 | #VALUE!
6.2 | Providing and fixing PTMT towel ring trapezoidal shape 215 mm long, 200 mm wide with minimum distances of 37 mm from wall face with concealed fittings arrangement of approved quality and colour, weighing not less than 88 gms. | item125 | 6 | Each | [5 empty] | Full Conversion | INR | [6 empty] | 17.72 | [33 empty] | 0 | 0 | #VALUE!
6.21 | Providing and fixing toilet paper holder : | [8 empty] | Full Conversion
6.22 | C.P. brass | item126 | 6 | Each | [5 empty] | Full Conversion | INR | [6 empty] | 17.34.1 | [33 empty] | 0 | 0 | #VALUE!
6.23 | Providing and fixing PTMT soap Dish Holder having length of 138 mm, breadth 102 mm, height of 75 mm with concealed fitting arrangements, weighing not less than 106 gms | item127 | 6 | Each | [5 empty] | Full Conversion | INR | [6 empty] | 18.65 | [33 empty] | 0 | 0 | #VALUE!
6.24 | SS Grating with/without waste pipe hole | item128 | 15 | Each | [5 empty] | Full Conversion | INR | [6 empty] | DSR Analysis | [33 empty] | 0 | 0 | #VALUE!
6.25 | G2007A1 Urinal Valve Auto Closing System | item129 | 4 | Each | [5 empty] | Full Conversion | INR | [6 empty] | DSR Analysis | [33 empty] | 0 | 0 | #VALUE!
6.26 | T9809A1 OH Shower ABSSS202 Arm8w F125 | item130 | 1 | Each | [5 empty] | Full Conversion | INR | [6 empty] | DSR Analysis | [33 empty] | 0 | 0 | #VALUE!
6.27 | Providing and fixing Chlorinated Polyvinyl Chloride (CPVC) pipes, having thermal stability for hot & cold water supply, including all CPVC plain & brass threaded fittings, i/c fixing the pipe with clamps at 1.00 m spacing. This includes jointing of pipes & fittings with one step CPVC solvent cement and the cost of cutting chases and making good the same including testing of joints complete as per direction of Engineer in Charge. Concealed work, including cutting chases and making good the walls etc. | [8 empty] | Full Conversion
6.28 | 15 mm nominal dia Pipes | item131 | 10 | Mtr | [5 empty] | Full Conversion | INR | [6 empty] | 18.8.1 | [33 empty] | 0 | 0 | #VALUE!
6.29 | 20 mm nominal dia Pipes | item132 | 25 | Mtr | [5 empty] | Full Conversion | INR | [6 empty] | 18.8.2 | [33 empty] | 0 | 0 | #VALUE!
6.3 | 25 mm nominal dia Pipes | item133 | 6 | Mtr | [5 empty] | Full Conversion | INR | [6 empty] | 18.8.3 | [33 empty] | 0 | 0 | #VALUE!
6.31 | Providing and fixing Chlorinated Polyvinyl Chloride (CPVC) pipes, having thermal stability for hot & cold water supply including all CPVC plain & brass threadedfittingsThis includes jointing of pipes & fittings with onestep CPVC solvent cement, trenching, refilling & testing of joints complete as per direction of Engineer in Charge. | [8 empty] | Full Conversion
6.32 | (External work) | [8 empty] | Full Conversion
6.33 | 32 mm nominal dia Pipes-(for supply to OHT) | item134 | 16 | Mtr | [5 empty] | Full Conversion | INR | [6 empty] | 18.9.4 | [33 empty] | 0 | 0 | #VALUE!
6.34 | Providing all materials, labour, T&P for fitting & fixing of following Brass Ball Valves confirming to per ASTM D-2467 in all floor & fixing with the pipes after cutting the pipes to required shape & size including wastage etc. of following nominal diameter, all complete including testing the joints with required water pressure.The cost inclusive of all ,duties,transportation scaffolding etc. all complete as per specification and direction of Engineer-in-charge. | [8 empty] | Full Conversion
6.35 | 25mm dia | item135 | 2 | No | [5 empty] | Full Conversion | INR | [6 empty] | DSR Analysis | [33 empty] | 0 | 0 | #VALUE!
6.36 | 32mm dia | item136 | 2 | No | [5 empty] | Full Conversion | INR | [6 empty] | DSR Analysis | [33 empty] | 0 | 0 | #VALUE!
6.37 | Fixing water meter and stop cock in G.I. pipe line including cutting and threading the pipe and making long screws etc. complete (cost of water meter and stop cock to be paid separately) | item137 | 1 | Each | [5 empty] | Full Conversion | INR | [6 empty] | 18.14 | [33 empty] | 0 | 0 | #VALUE!
6.38 | Providing and fixing brass ferrule with C.I. mouth cover including boring and tapping the main | [8 empty] | Full Conversion
6.39 | 25 mm nominal bore | item138 | 1 | Each | [5 empty] | Full Conversion | INR | [6 empty] | 18.20.3 | [33 empty] | 0 | 0 | #VALUE!
6.4 | Cutting holes up to 15x15 cm in R.C.C. floors and roofs for passing drain pipe etc. and repairing the hole after insertion of drain pipe etc. with cement concrete 1:2:4 (1 cement : 2 coarse sand : 4 graded stone aggregate 20 mm nominal size), including finishing complete so as to make it leak proof | item139 | 3 | Each | [5 empty] | Full Conversion | INR | [6 empty] | 18.77 | [33 empty] | 0 | 0 | #VALUE!
6.41 | Supplying all materials, labour, T&P, fitting and fixing uPVC SWR pipes of approved make confirming to IS-13592/1992, both below & above ground level or fixing on wall surface in all floors including all , duties, transportation & scaffolding etc. all complete as per specification & direction of the Engineer-in-charge. | [8 empty] | Full Conversion
6.42 | 110 mm SWR pipe (Type-B) | item140 | 35 | Mtr | [5 empty] | Full Conversion | INR | [6 empty] | DSR Analysis | [33 empty] | 0 | 0 | #VALUE!
6.43 | 75 mm SWR pipe (Type-B) | item141 | 30 | Mtr | [5 empty] | Full Conversion | INR | [6 empty] | DSR Analysis | [33 empty] | 0 | 0 | #VALUE!
6.44 | Supplying all materials, labour, T&P, fitting and fixing of following dia uPVC SWR (Ringfit) fittings of approved make confirming to IS-14735 in all floor with all duties, transportation & requisite testing as per specification & direction of EIC. | [8 empty] | Full Conversion
6.45 | 110mm Single Y | item142 | 2 | No | [5 empty] | Full Conversion | INR | [6 empty] | DSR Analysis | [33 empty] | 0 | 0 | #VALUE!
6.46 | 110mm Single Y with Door | item143 | 2 | No | [5 empty] | Full Conversion | INR | [6 empty] | DSR Analysis | [33 empty] | 0 | 0 | #VALUE!
6.47 | 110 mm 900 Bend | item144 | 6 | No | [5 empty] | Full Conversion | INR | [6 empty] | DSR Analysis | [33 empty] | 0 | 0 | #VALUE!
6.48 | 110x75mm Reducing TEE | item145 | 5 | No | [5 empty] | Full Conversion | INR | [6 empty] | DSR Analysis | [33 empty] | 0 | 0 | #VALUE!
6.49 | 110mm Single TEE | item146 | 10 | No | [5 empty] | Full Conversion | INR | [6 empty] | DSR Analysis | [33 empty] | 0 | 0 | #VALUE!
6.5 | 110mm coupler | item147 | 12 | No | [5 empty] | Full Conversion | INR | [6 empty] | DSR Analysis | [33 empty] | 0 | 0 | #VALUE!
6.51 | 110x75mm Floor Trap | item148 | 15 | No | [5 empty] | Full Conversion | INR | [6 empty] | DSR Analysis | [33 empty] | 0 | 0 | #VALUE!
6.52 | 75mm Single Y | item149 | 5 | No | [5 empty] | Full Conversion | INR | [6 empty] | DSR Analysis | [33 empty] | 0 | 0 | #VALUE!
6.53 | 75mm Single Y with Door | item150 | 5 | No | [5 empty] | Full Conversion | INR | [6 empty] | DSR Analysis | [33 empty] | 0 | 0 | #VALUE!
6.54 | 75 mm 450 Bend | item151 | 10 | No | [5 empty] | Full Conversion | INR | [6 empty] | DSR Analysis | [33 empty] | 0 | 0 | #VALUE!
6.55 | 75mm coupler | item152 | 10 | No | [5 empty] | Full Conversion | INR | [6 empty] | DSR Analysis | [33 empty] | 0 | 0 | #VALUE!
6.56 | 75mm Single TEE | item153 | 10 | No | [5 empty] | Full Conversion | INR | [6 empty] | DSR Analysis | [33 empty] | 0 | 0 | #VALUE!
6.57 | 75 mm 87.50 Bend | item154 | 10 | No | [5 empty] | Full Conversion | INR | [6 empty] | DSR Analysis | [33 empty] | 0 | 0 | #VALUE!
6.58 | 75 mm 87.50 Bend with door | item155 | 5 | No | [5 empty] | Full Conversion | INR | [6 empty] | DSR Analysis | [33 empty] | 0 | 0 | #VALUE!
6.59 | 110x75mm Multi Trap | item156 | 2 | No | [5 empty] | Full Conversion | INR | [6 empty] | DSR Analysis | [33 empty] | 0 | 0 | #VALUE!
6.6 | 110/75mm pvc clip | item157 | 12 | No | [5 empty] | Full Conversion | INR | [6 empty] | DSR Analysis | [33 empty] | 0 | 0 | #VALUE!
6.61 | 110/75mm cowl | item158 | 2 | No | [5 empty] | Full Conversion | INR | [6 empty] | DSR Analysis | [33 empty] | 0 | 0 | #VALUE!
6.62 | Providing, lowering, laying, aligning, fixing in position and jointing at all level/ depths full round HDPE DWC (DOUBLE WALL CORRUGATED WITH IN-LINE SOCKETED PIPE (WITH RUBBER RING)) pipes of SN8 grade as per IS 16098 (Part 2) amended upto date in trenches in complete including all material, labour, sectional hydro testing (including the cost and conveyance of water to site for testing) and commissioning as per Technical Specifications, drawings and as per directionon of Engineer in charge. Note : E/w to be measured and paid separately. (Excluding cost for earth work & back filling which shall be paid separately) | [8 empty] | Full Conversion
6.63 | 150mm (NB) dia | item159 | 3 | Mtr | [5 empty] | Full Conversion | INR | [6 empty] | DSR Analysis | [33 empty] | 0 | 0 | #VALUE!
6.64 | Constructing brick masonry chamber for underground C.I. inspection chamber and bends with bricks in cement mortar 1:4 (1 cement : 4 coarse sand) C.I. cover with frame (light duty) 500x700 mm internal dimensions, total weight of cover with frame to be not less than 38 kg (weight of cover 23 kg and weight of frame 15 kg), R.C.C. top slab with 1:1.5:3 mix (1 cement : 1.5 fine sand : 3 graded stone aggregate 20 mm nominal size), foundation concrete 1:5:10 (1 cement : 5 fine sand : 10 graded stone aggregate 40 mm nominal size), inside plastering 12 mm thick with cement mortar 1:3 (1 cement : 3 coarse sand), finished smooth with a floating coat of neat cement on walls and bed concrete etc. complete as per standard design | [8 empty] | Full Conversion
6.65 | Inside dimensions 500x700 mm and 45 cm deep for pipe line with one or two inlets : | [8 empty] | Full Conversion
6.66 | With common burnt clay F.P.S. (non modular) bricks of class designation 7.5 | item160 | 1 | Each | [5 empty] | Full Conversion | INR | [6 empty] | 19.30.2.1 | [33 empty] | 0 | 0 | #VALUE!
6.67 | Extra for depth beyond 45 cm of brick masonry chamber : | [8 empty] | Full Conversion
6.68 | For 500x700 mm size | [8 empty] | Full Conversion
6.69 | With common burnt clay F.P.S. (non modular) bricks of class designation 7.5 | item161 | 0.3 | Mtr | [5 empty] | Full Conversion | INR | [6 empty] | 19.31.2.1 | [33 empty] | 0 | 0 | #VALUE!
6.7 | SARITA 3 Layer Blow Tank 750 Ltr Blue-MAKE "ASTRAL" | item162 | 2 | No. | [5 empty] | Full Conversion | INR | [6 empty] | DSR Analysis | [33 empty] | 0 | 0 | #VALUE!
7 | HVAC SYSTEM -( SECURITY BUILDING-EAST GATE) (DSR & AOR- 2019 0 | [8 empty] | Full Conversion
7.01 | Variable Refrigerant Volume (VRV) Machines | [8 empty] | Full Conversion
7.02 | Supply Installation, Testing & Commissioning of modular type Variable Refrigerant Flow/Variable Refrigerant Volume air cooled Outdoor units suitable for cooling and heating, having all hermetically sealed inverter type Scroll Compressor(s), minimum two compressors for above 14 HP modules, microprocessor based Controller, top discharge type condensing unit(s), with R 410 A Refrigerant, vibration isolators, with suitable foundation etc. complete as required. The unit shall deliver the rated capacity at AHRI Conditions and work even at 50°C ambient temperature without tripping. The unit shall be suitable to work on 400V +/- 10%, 3 Phase, 50Hz AC power supply. The unit shall be filled with first charge of the refrigerant and ready for use as required. The COP at AHRI conditions shall not be less than 3.1 and IEER not less than 6.5 . | item163 | 23 | Per HP | [5 empty] | Full Conversion | INR | [6 empty] | (DSR & AOR- 2019 )-1 | [33 empty] | 0 | 0 | #VALUE!
7.03 | INDOOR UNIT-CASSETTE TYPE | [8 empty] | Full Conversion
7.04 | Supply, installation, testing and commissioning of following minimum capacity 4-way flow VRV/VRF Cassette Type Indoor ceiling mounted unit equipped with synthetic washable media pre-filter, fan section with low noise fan/dynamically balanced blower, multispeed motor, coil section with DX Copper coil, electronic expansion valve, outer cabinet, drain pump, grill, necessary supports, vibration isolation, cord less remote control etc., suitable for operation on single phase 230 V ± 10%, 50Hz AC supply, complete, as required. The unit shall have automatic force shut down provision in case of fire on receiving signal from BMS System. The cooling capacity of indoor unit will be at air inlet conditions of 27 Degree C DB and 19 Degree C WB temperature. | [8 empty] | Full Conversion
7.05 | 2 TR | item164 | 1 | Nos. | [5 empty] | Full Conversion | INR | [6 empty] | (DSR & AOR- 2019 )-2.5 | [33 empty] | 0 | 0 | #VALUE!
7.06 | INDOOR UNIT-HIGH WALL TYPE | [8 empty] | Full Conversion
7.07 | Supply, installation, testing and commissioning of following minimum capacity VRV/VRF High wall type Indoor unit equipped with washable synthetic media pre-filter, fan section with low noise fan/dynamically balanced blower, multispeed motor, coil section with DX copper coil, electronic expansion valve, outer cabinet, cord less remote control, drain pan, necessary accessories etc., suitable for operation on 230 V ± 10%, 50 Hz, single phase AC supply, complete as required. The unit shall have automatic force shut down provision in case of fire on receiving signal from BMS System. The cooling capacity of indoor unit will be at air inlet conditions of 27 Degree C DB and 19 Degree C WB temperature. | [8 empty] | Full Conversion
7.08 | 1 TR | item165 | 2 | Nos. | [5 empty] | Full Conversion | INR | [6 empty] | (DSR & AOR- 2019 )-3.3 | [33 empty] | 0 | 0 | #VALUE!
7.09 | 2 TR | item166 | 1 | Nos. | [5 empty] | Full Conversion | INR | [6 empty] | (DSR & AOR- 2019 )-3.7 | [33 empty] | 0 | 0 | #VALUE!
7.1 | COPEER REFRIGERANT PIPING | [8 empty] | Full Conversion
7.11 | Supply, Installation, testing and commissioning including vacCumiazation and Nitrogen testing of following nominal sizes of soft/hard drawn copper refrigerant piping for VRV/VRF system, complete with fittings, with suitable adjustable ring type hanger supports, jointing/brazing including accessories, insulated with XPLE Class-O tubular insulation/with Class-O closed cell elastometric nitrile rubber tubular sleeves sections of specified thickness as given below for Suction and Liquid lines, all accessories as per specifications etc. as required : | [8 empty] | Full Conversion
7.12 | 6.4 mm dia (OD) (Soft drawn) with tube thickness 1.2 mm with 19 mm thick insulation | item167 | 24 | Rmtr | [5 empty] | Full Conversion | INR | [6 empty] | (DSR & AOR- 2019 )-5.1 | [33 empty] | 0 | 0 | #VALUE!
7.13 | 9.5 mm dia (OD) (Soft drawn) with tube thickness 1.2 mm with 19 mm thick insulation | item168 | 26 | Rmtr | [5 empty] | Full Conversion | INR | [6 empty] | (DSR & AOR- 2019 )-5.2 | [33 empty] | 0 | 0 | #VALUE!
7.14 | 12.7 mm dia (OD) (Soft drawn) with tube thickness 1.2 mm with 19 mm thick insulation | item169 | 15 | Rmtr | [5 empty] | Full Conversion | INR | [6 empty] | (DSR & AOR- 2019 )-5.3 | [33 empty] | 0 | 0 | #VALUE!
7.15 | 15.86 mm dia (OD) (Soft drawn) with tube thickness 1.2 mm with 19 mm thick insulation | item170 | 12 | Rmtr | [5 empty] | Full Conversion | INR | [6 empty] | (DSR & AOR- 2019 )-5.4 | [33 empty] | 0 | 0 | #VALUE!
7.16 | 19 mm dia (OD) (Hard drawn) with tube thickness 1.2 mm with 19 mm thick insulation | item171 | 14 | Rmtr | [5 empty] | Full Conversion | INR | [6 empty] | (DSR & AOR- 2019 )-5.5 | [33 empty] | 0 | 0 | #VALUE!
7.17 | MS Cable Tray | [8 empty] | Full Conversion
7.18 | Supplying and installing following size of perforated painted with powder coating M.S. cable trays with perforation not more than 17.5%, in convenient sections, joined with connectors, suspended from the ceiling with M.S. suspenders including bolts & nuts, painting suspenders etc as required. | [8 empty] | Full Conversion
7.19 | 600 mm width X 50 mm depth X 2.0 mm thickness | item172 | 16 | Rmtr | [5 empty] | Full Conversion | INR | [6 empty] | (DSR E&M 2022)- 4.1.7 | [33 empty] | 0 | 0 | #VALUE!
7.2 | DRAIN PIPE | [8 empty] | Full Conversion
7.21 | Providing and fixing Chlorinated Polyvinyl Chloride (CPVC) pipes, having thermal stability for hot & cold water supply and all CPVC plain & brass threaded fittings, including fixing the pipe with clamps at 1.00 m spacing. This includes jointing of pipes & fittings with one step CPVC solvent cement and testing of joints complete as per direction of Engineer in Charge. Internal work - Exposed on wall | [8 empty] | Full Conversion
7.22 | 25 mm nominal outer dia .Pipes | item173 | 15 | RMT | [5 empty] | Full Conversion | INR | [6 empty] | 18.7.3 | [33 empty] | 0 | 0 | #VALUE!
7.23 | FIRE FIGHTING WORKS : SECURITY BUILDING-EAST GATE | [8 empty] | Full Conversion
7.24 | Fire Extinguishers | [8 empty] | Full Conversion
7.25 | Supplying & fixing of powder type fire extinguisher (stored pressure type confirming to IS:15683:2006) 6 Kg. capacity with initial refill of ISI marked ABC powder completed with squeeze grip, release valve, discharge pipe, pressure gauge, locking safety clip, mounting bracket etc. i/c fixing on wall etc. as required. | item174 | 5 | Nos. | [5 empty] | Full Conversion | INR | [6 empty] | MR | [33 empty] | 0 | 0 | #VALUE!
7.26 | SITC of Carbon Dioxide (CO2) gas type fire extinguisher of 4.5 Kg. capacity with initial charge i/c discharge hose and horn, squeeze grip release valve, locking arrangement, bracket with two screw and sleeve i/c fixing on wall as required. (Fire extinguisher shall be ISI marked confirming to IS: 15683) | item175 | 1 | Nos. | [5 empty] | Full Conversion | INR | [6 empty] | MR | [33 empty] | 0 | 0 | #VALUE!
7.27 | Signages | [8 empty] | Full Conversion
7.28 | Supplying and Installation in position the following type of sign boards made out of 3mm thick "Opaque" PVC foam board with computer cut, PVC non-reflective self adhesive vinyle painted foam board, complete with mirror fasteners. Lift, Staircase, Floor, Corridors, all exit doors etc. | item176 | 2 | Each | [5 empty] | Full Conversion | INR | [6 empty] | MR | [33 empty] | 0 | 0 | #VALUE!
7.29 | Supplying, & Fixing of Fire Escape Route Floor plan Photoluminesent Vinyle sheet pasted on 4mm thick ACP Sheet covered with 4mm thick toughend glass to fixed on wall of sizemade of A3 or 600mm x 600mm , the design and drawing approved by the Engineer-In-Charge with necessary studs complete in all respect. | item177 | 1 | Each | [5 empty] | Full Conversion | INR | [6 empty] | MR | [33 empty] | 0 | 0 | #VALUE!
7.3 | Single sided EXIT LED Light fitting signage (both side visible) with built in battery back-up for 2 hrs with proper wiring with PVC conduiting from the existing power sources for all floors etc. | item178 | 1 | Each | [5 empty] | Full Conversion | INR | [6 empty] | MR | [33 empty] | 0 | 0 | #VALUE!
8 | EAST SECURITY GATE - ELECTRICAL WORK | [8 empty] | Full Conversion
8.01 | Internal Wiring | [8 empty] | Full Conversion
8.02 | Wiring to light, ceiling fan, exhaust fan, call bell, & 6A On board with 1.5sqmm FRLS PVC insulated 1100 volt grade multistranded copper conductor wire for phase, neutral and earth continuity conductor run inside 2mm wall thick ISI mark FRLS rigid PVC conduit pipe surface or recessed in wall/ column/ ceiling / above false ceiling / under the floor of the building including supply of materials such as clip-in type modular switches, metallic concealed box, wire, , junction box etc as per the electrical layout drawing & technical specifications complete with making good to the damages caused as required and as per direction of Engineer-in-charge. | [8 empty] | Full Conversion
8.03 | Single light point controlled by one 6A switch | item179 | 44 | Nos | [5 empty] | Full Conversion | INR | [6 empty] | DAR E&M 2022 -1.10.2 | [33 empty] | 0 | 0 | #VALUE!
8.04 | 6A Socket & switch on existing Switch board | item180 | 5 | Nos | [5 empty] | Full Conversion | INR | [6 empty] | DSR Analysis | [33 empty] | 0 | 0 | #VALUE!
8.05 | Supply, delivery, installation & testing of suitable size Separate metallic concealed box with modular plate and cover in front on surface including following type plug boards with interconnections and making good the damages caused complete as required and as per direction of Engineer-in-charge. | [8 empty] | Full Conversion
8.06 | Supplying and fixing 6/16A modular socket with 16A Switch on modular plate & switch box including connections etc. as required. as per the direction of E.I.C. | item181 | 2 | Nos | [5 empty] | Full Conversion | INR | [6 empty] | DSR Analysis | [33 empty] | 0 | 0 | #VALUE!
8.07 | 2x6 ampere plug boards consisting of a 2nos 6 amp clip-in type modular shuttered plug socket and 2nos 6 A clip-in type modular switches fixed on metallic concealed box connections etc. | item182 | 6 | Nos | [5 empty] | Full Conversion | INR | [6 empty] | DSR Analysis | [33 empty] | 0 | 0 | #VALUE!
8.08 | Supplying and fixing 6A modular socket with 6A Switch on modular plate & switch box including connections etc. as required. as per the direction of E.I.C. | item183 | 8 | Nos | [5 empty] | Full Conversion | INR | [6 empty] | DSR Analysis | [33 empty] | 0 | 0 | #VALUE!
8.09 | Wiring for circuits & submain with following number & sizes of FRLS PVC insulated 1100 volt grade multistranded copper conductor wire run inside 2mm thick PVC conduit pipe recessed in ceiling/ column/ walls of building including supply of all materials such as wires, PVC conduit, junction box & pull box etc complete with making good the damages caused as required and as per direction of Engineer-in-charge. | [8 empty] | Full Conversion
8.1 | 2 numbers single core 1.5 sqmm copper wire for phase & neutral and 1 number single core 1.5 sqmm copper wire for earth continuity conductor.( for point wiring beyond 5mtrs long & 6A Switch Socket (Sep. board ) & 2nos 6A Switch Socket (Sep. board ) | item184 | 250 | Mtr | [5 empty] | Full Conversion | INR | [6 empty] | DAR E&M 2022 -1.14.1 | [33 empty] | 0 | 0 | #VALUE!
8.11 | 2 numbers single core 2.5 sqmm copper wire for phase & neutral and 1 number single core 2.5 sqmm copper wire for earth continuity conductor. | item185 | 180 | Mtr | [5 empty] | Full Conversion | INR | [6 empty] | DAR E&M 2022 -1.14.2 | [33 empty] | 0 | 0 | #VALUE!
8.12 | 2 numbers single core 4.0 sqmm copper wire for phase & neutral and 1 number single core 4.0 sqmm copper wire for earth continuity conductor. | item186 | 100 | Mtr | [5 empty] | Full Conversion | INR | [6 empty] | DAR E&M 2022 -1.14.3 | [33 empty] | 0 | 0 | #VALUE!
8.13 | Installation of Fittings & Fixtures | [8 empty] | Full Conversion
8.14 | Installation ,Testing, Commissioning of ceiling Light/ LED Tube Light fittings of all sizes and shapes containing upto two LED lamps per fitting, complete with all accessories including connections etc. as required as per drawing and as per the direction of Engineer in charge | [8 empty] | Full Conversion
8.15 | 10 Watt LED Tube Light(Batten Fitting ) | item187 | 7 | Nos | [5 empty] | Full Conversion | INR | [6 empty] | DSR Analysis | [33 empty] | 0 | 0 | #VALUE!
8.16 | 15 Watt Recessed Celling Light | item188 | 32 | Nos | [5 empty] | Full Conversion | INR | [6 empty] | DSR Analysis | [33 empty] | 0 | 0 | #VALUE!
8.17 | 20 Watt LED Tube Light(Batten Fitting ) | item189 | 5 | Nos | [5 empty] | Full Conversion | INR | [6 empty] | DSR Analysis | [33 empty] | 0 | 0 | #VALUE!
8.18 | Supply, installation, testing and commissioning of ceiling fan & exhaust Fanincluding wiring the down rods of standard length (upto 30 cm) with 1.5 sq. mm FRLS PVC insulated, copper conductor, single core cable, . as required, as per drawing and as per the direction of Engineer in charge | [8 empty] | Full Conversion
8.19 | 300 mm Exhaust fan Heavy Duty | item190 | 6 | Nos | [5 empty] | Full Conversion | INR | [6 empty] | DSR Analysis | [33 empty] | 0 | 0 | #VALUE!
8.2 | 400mm Wall mounted Swing | item191 | 8 | Nos | [5 empty] | Full Conversion | INR | [6 empty] | DSR Analysis | [33 empty] | 0 | 0 | #VALUE!
8.21 | Supply, delivery, installation, testing & commissioning of L.T. indoor wall mounted double door type distribution boards of original factory made enclosures of the same brand as the MCB conforming to the relevant ISS and as per special conditions of contract making good the damages caused complete as per the direction of Engineer-in-charge. | [8 empty] | Full Conversion
8.22 | BDB (4way(4+12) TPN DB) (IP-43 IK 09 with Metalic Door) | item192 | 1 | Nos | [5 empty] | Full Conversion | INR | [6 empty] | DAR E&M 2022 -2.4.1 | [33 empty] | 0 | 0 | #VALUE!
8.23 | Supply, delivery, installation, testing & commissioning following rating, four pole, (three phase and neutral), 415 volts, Residual current operated Circuit Breaker with Overcurrent protection" (RCCB), in the existing MCB DB complete with connections, testing and commissioning etc. as required and as per direction of Engineer-in-charge | [8 empty] | Full Conversion
8.24 | 25A,30ma,4Pole | item193 | 1 | Nos | [5 empty] | Full Conversion | INR | [6 empty] | DAR E&M 2022 -2.15.1 | [33 empty] | 0 | 0 | #VALUE!
8.25 | Supply, delivery, installation, testing & commissioning following rating, four pole, (three phase and neutral), 415 volts, Minatute Circuit Breaker" (MCB), in the existing MCB DB complete with connections, testing and commissioning etc. as required and as per direction of Engineer-in-charge | [8 empty] | Full Conversion
8.26 | 25A,'C' Curve | item194 | 1 | Nos | [5 empty] | Full Conversion | INR | [6 empty] | DAR E&M 2022 -2.10.5 | [33 empty] | 0 | 0 | #VALUE!
8.27 | Supplying and fixing 5 amps to 32 amps rating, 240/415 volts, 10 kA, “C” curve, miniature circuit breaker suitable for inductive load of following poles in the existing MCB DB complete with connections, testing and commissioning etc. as required. | [8 empty] | Full Conversion
8.28 | 5 amps to 32 SP MCB 10KA 'C' | item195 | 12 | Nos | [5 empty] | Full Conversion | INR | [6 empty] | DAR E&M 2022 -2.10.1 | [33 empty] | 0 | 0 | #VALUE!
8.29 | Supply & Fixing of following sizes of Heavy Mechanical Strees class PVC conduit along with accessories in recess including cutting the wall and making good the same in case of recessed conduit as required , as required and as per direction of Engineer-in-charge. | [8 empty] | Full Conversion
8.3 | 25mm | item196 | 80 | Mtr | [5 empty] | Full Conversion | INR | [6 empty] | DAR E&M 2022 -1.21.2 | [33 empty] | 0 | 0 | #VALUE!
8.31 | 20mm | item197 | 120 | Mtr | [5 empty] | Full Conversion | INR | [6 empty] | DAR E&M 2022 -1.21.1 | [33 empty] | 0 | 0 | #VALUE!
8.32 | Supply and Installation of of Florian Lighting Pole 3.66m Florian Lighting Pole,Height (in mm): 3660,PoleSize: Ø76.1/Ø139.7,PoleType: P11,PoleSize: Ø76.1/Ø139.7,PoleFinish: Graphite Grey,Anthracite,Grey,Black Base Plate must be conforming to IS 2062, foundation bolts must EN 8 grade terminal box with provision for connection of earth, including Coil earthing & neutral on 5mm thick fiber plate which will be kept in side the pole for termination of cable & wire,The pole shaft shall have shall be continuously tapered with single/double longitudinal welding with round Bracket Suitable for installing 1Nos LED Light as required.Warrenty-5 years Warrenty should be given by OEM & Authorization shall be provided | item198 | 20 | Nos | [5 empty] | Full Conversion | INR | [6 empty] | DSR Analysis | [33 empty] | 0 | 0 | #VALUE!
8.33 | SITC of 50W LED 2700K,3000K,4000K,5700K, Integral Dimension : Sq.325 x 545 Mounting : D1 Product Finish : Graphite Grey,Anthracite grey,Jet Black IP : 65 IK : 09Warrenty - 5 years on LED luminaire and Warrenty should be given by Manufacturer. | item199 | 20 | Nos | [5 empty] | Full Conversion | INR | [6 empty] | DSR Analysis | [33 empty] | 0 | 0 | #VALUE!
9 | Construction of Two Wheeler Parking Shed (Area 150 Sqm) | [8 empty] | Full Conversion
9.01 | Earth work in excavation by mechanical means (Hydraulic excavator)/manual means over areas (exceeding 30 cm in depth, 1.5 m in width as well as 10 sqm on plan) including getting out and disposal of excavated earth lead upto 50 m and lift upto 1.5 m, as directed by Engineer-in- charge. All kinds of soil | [8 empty] | Full Conversion
9.02 | Upto 1.5 Mtr Depth | item200 | 138.77 | Cum | [5 empty] | Full Conversion | INR | [6 empty] | 2.6.1 | [33 empty] | 0 | 0 | #VALUE!
9.03 | From 1.5 Mtr to 3.0 Mtr Depth (Additional Depth after 1.5 upto 3.0 Mtr) | item201 | 46.26 | Cum | [5 empty] | Full Conversion | INR | [6 empty] | 2.26 | [33 empty] | 0 | 0 | #VALUE!
9.04 | Filling available excavated earth (excluding rock) in trenches, plinth, sides of foundations etc. in layers not exceeding 20cm in depth, consolidating each deposited layer by ramming and watering, lead up to 50 m and lift upto 1.5 m. | item202 | 99.28 | Cum | [5 empty] | Full Conversion | INR | [6 empty] | 2.25 | [33 empty] | 0 | 0 | #VALUE!
9.05 | Disposal of moorum/building rubbish/ malba/ similar unserviceable, dismantled or waste material by mechanical transport including loading, transporting, unloading to approved municipal dumping ground for lead upto 10 km for all lifts, complete as per directions of Engineer-in-charge | item203 | 85.74 | Cum | [5 empty] | Full Conversion | INR | [6 empty] | 1.1.18 | [33 empty] | 0 | 0 | #VALUE!
9.06 | Brick soling in foundation: Dry brick pitching half brick thick in drains including supply of bricks and preparing the surface complete : With common burnt clay F.P.S. (non modular) bricks of class designation 7.5 | item204 | 53.24 | Sqm | [5 empty] | Full Conversion | INR | [6 empty] | 16.12 | [33 empty] | 0 | 0 | #VALUE!
9.07 | Providing and laying in position cement concrete of specified grade excluding the cost of centering and shuttering - All work up to plinth level : 1:4:8 (1 Cement : 4 coarse sand (zone-III) derived from natural sources : 8 graded stone aggregate 40 mm nominal size derived from natural sources). | item205 | 5.32 | Cum | [5 empty] | Full Conversion | INR | [6 empty] | 4.1.8 | [33 empty] | 0 | 0 | #VALUE!
9.08 | Providing and laying in position ready mixed or site batched design mix cement concrete for reinforced cement concrete work; using coarse aggregate and fine aggregate derived from natural sources, Portland Pozzolana / Ordinary Portland /Portland Slag cement, admixtures in recommended proportions as per IS: 9103 to accelerate / retard setting of concrete, to improve durability and workability without impairing strength; including pumping of concrete to site of laying, curing, carriage for all leads; but excluding the cost of centering, shuttering, finishing and reinforcement as per direction of the engineer-incharge; for the following grades of concrete Note: Extra cement up to 10% of the minimum specified cement content in design mix shall be payable separately. In case the cement content in design mix is more than 110% of the specified minimum cement content, the contractor shall have discretion to either re-design the mix or bear the cost of extra cement All works upto plinth level Concrete of M25 grade with minimum cement content of 330 kg /Cum | item206 | 27.18 | Cum | [5 empty] | Full Conversion | INR | [6 empty] | 5.33.1.1 | [33 empty] | 0 | 0 | #VALUE!
9.09 | Steel reinforcement for R.C.C. work including straightening, cutting, bending, placing in position and binding all complete upto plinth level. Thermo-Mechanically Treated bars of grade Fe-500D or more | item207 | 3261.06 | Kg | [5 empty] | Full Conversion | INR | [6 empty] | 5.22.6 | [33 empty] | 0 | 0 | #VALUE!
9.1 | Centering and shuttering including strutting, propping etc. and removal of form for Foundations, footings, bases of columns, etc. for mass concrete. | [8 empty] | Full Conversion
9.11 | Foundations, footings, bases of columns, etc. for mass concrete | item208 | 51.7 | Sqm | [5 empty] | Full Conversion | INR | [6 empty] | 5.9.1 | [33 empty] | 0 | 0 | #VALUE!
9.12 | Columns, Pillars, Piers, Abutments, Posts and Struts | item209 | 35.64 | Sqm | [5 empty] | Full Conversion | INR | [6 empty] | 5.9.6 | [33 empty] | 0 | 0 | #VALUE!
9.13 | Structural steel work riveted, bolted or welded in built up sections, trusses and framed work, including cutting, hoisting, fixing in position and applying a priming coat of approved steel primer all complete. (Excluding the cost of Steel) | item210 | 6604.49 | Kg | [5 empty] | Full Conversion | INR | [6 empty] | DSR Analysis | [33 empty] | 0 | 0 | #VALUE!
9.14 | Finishing with Epoxy paint (two or more coats) at all locations prepared and applied as per manufacturer's specifications including appropriate priming coat, preparation of surface, etc. complete.On steel work | item211 | 272.8 | Sqm | [5 empty] | Full Conversion | INR | [6 empty] | 13.52.1 | [33 empty] | 0 | 0 | #VALUE!
9.15 | Fixing corrugated G.S. sheet roofing including vertical / curved surface fixed with polymer coated J or L hooks, bolts and nuts 8 mm diameter with bitumen and G.I. limpet washers or with G.I. limpet washers filled with white lead, including two coats of approved paint on overlapping of sheets complete (up to any pitch in horizontal/ vertical or curved surfaces), excluding the cost of purlins, rafters and trusses and including cutting to size and shape wherever required. (Excluding the cost of Sheet) | item212 | 165 | Sqm | [5 empty] | Full Conversion | INR | [6 empty] | DSR Analysis | [33 empty] | 0 | 0 | #VALUE!
9.16 | Surface dressing of the ground including removing vegetation and in-equalities not exceeding15 cm deep and disposal of rubbish, lead up to 50 m and lift up to 1.5 m. | [8 empty] | Full Conversion
9.17 | All Kind of Soil | item213 | 165 | Sqm | [5 empty] | Full Conversion | INR | [6 empty] | 2.28.1 | [33 empty] | 0 | 0 | #VALUE!
9.18 | Earth work in surface excavation not exceeding 30 cm in depth but exceeding 1.5 m in width as well as 10 sqm on plan including getting out and disposal of excavated earth upto 50 m and lift up to 1.5 m, as directed by Engineer-in-Charge: All kinds of soil | item214 | 165 | Sqm | [5 empty] | Full Conversion | INR | [6 empty] | 2.1.1 | [33 empty] | 0 | 0 | #VALUE!
9.19 | Construction of dry lean cement concrete sub base over a prepared sub-grade with coarseand fine aggregate conforming to IS:383, the size of coarse aggregate not exceeding 25 mm,aggregate cement ratio not to exceed 15:1, aggregate gradation after blending to be as perspecifications, cement content not to be less than 150 Kg/Cum, optimum moisture contentto be determined during trial length construction, concrete strength not to be less than 10Mpa at 7 days, mixed in a batching plant, transported to site, for all leads & lifts, laid witha mechanical paver, compacting with 8-10 tonne vibratory roller, finishing and curing etc.complete as per direction of Engineer-in- charge. | item215 | 16.5 | Cum | [5 empty] | Full Conversion | INR | [6 empty] | 16.8 | [33 empty] | 0 | 0 | #VALUE!
9.2 | Providing and laying 60mm thick factory made cement concrete interlocking paver block of M -30 grade made by block making machine with strong vibratory compaction, of approved size, design & shape, laid in required colour and pattern over and including 50mm thick compacted bed of coarse sand, filling the joints with fine sand etc. all complete as per the direction of Engineer-in-charge. | item216 | 165 | Sqm | [5 empty] | Full Conversion | INR | [6 empty] | 16.68 | [33 empty] | 0 | 0 | #VALUE!
10 | C.C , B.T Road & PATHWAY | [8 empty] | Full Conversion
10.01 | DISMANTLING | [8 empty] | Full Conversion
10.02 | Demolishing cement concrete manually/ by mechanical means including disposal of material within 50 metres lead as per direction of Engineer - in - charg Nominal concrete 1:3:6 or richer mix (i/c equivalentdesign mix) | item217 | 183 | Cum | [5 empty] | Full Conversion | INR | [6 empty] | 15.2.1 | [33 empty] | 0 | 0 | #VALUE!
10.03 | CLEANING OF ROAD | [8 empty] | Full Conversion
10.04 | Cleaning of exposed concrete surface of sticking material including loose and foreign material by sand blasting with coarse sand followed by and including cleaning with oil free air blast as per direction of Engineer in charge. | item218 | 3025 | Sqm | [5 empty] | Full Conversion | INR | [6 empty] | 26.37 | [33 empty] | 0 | 0 | #VALUE!
10.05 | Scarifying the existing bituminous road surface to a depth of 50 mm and disposal of scarified material within all lifts and lead upto 1km (by mechanical means). | item219 | 3025 | Sqm | [5 empty] | Full Conversion | INR | [6 empty] | 16.77 | [33 empty] | 0 | 0 | #VALUE!
10.06 | NEW ROAD PROPOSAL OVER GREEN AREA _IN FRONT OF PARKING | [8 empty] | Full Conversion
10.07 | Earth work in excavation by mechanical means (Hydraulic excavator)/ manual means over areas (exceeding 30 cm in depth, 1.5 m in width as well as 10 sqm on plan) including getting out and disposal of excavated earth lead upto 50 m and for all lift, as directed by Engineer-in-charge. | [8 empty] | Full Conversion
10.08 | All kinds of soil | item220 | 565 | Cum | [5 empty] | Full Conversion | INR | [6 empty] | 2.6.1 | [33 empty] | 0 | 0 | #VALUE!
10.09 | Construction of dry lean cement concrete sub base over a prepared sub-grade with coarse and fine aggregate conforming to IS:383, the size of coarse aggregate not exceeding 25 mm, aggregate cement ratio not to exceed 15:1, aggregate gradation after blending to be as per specifications, cement content not to be less than 150 Kg/Cum, optimum moisture content to be determined during trial length construction, concrete strength not to be less than 10 Mpa at 7 days, mixed in a batching plant, transported to site, for all leads & lifts, laid with a mechanical paver, compacting with 8-10 tonne vibratory roller, finishing and curing etc. complete as per direction of Engineer-in-charge. | item221 | 142 | Cum | [5 empty] | Full Conversion | INR | [6 empty] | 16.8 | [33 empty] | 0 | 0 | #VALUE!
10.1 | Providing and laying C.C. pavement of mix M-25 with ready mixed concrete from batching plant. The ready mixed concrete shall be laid and finished with screed board vibrator , vacuum dewatering process and finally finished by floating, brooming with wire brush etc. complete as per specifications and directions of Engineer-in charge. (The panel shuttering work shall be paid for separately). (Note:- Cement content considered in this item is @ 330 kg/Cum. Excess/less cement used as per design mix is payable/ recoverable separately). | item222 | 209 | Cum | [5 empty] | Full Conversion | INR | [6 empty] | 16.75 | [33 empty] | 0 | 0 | #VALUE!
10.11 | Construction of granular sub-base by providing close graded Material conforming to specifications, mixing in a mechanical mix plant at OMC, carriage of mixed material by tippers to work site, for all leads & lifts, spreading in uniform layers of specified thickness with motor grader on prepared surface and compacting with vibratory power roller to achieve the desired density, complete as per specifications and directions of Engineer-in-Charge. | [8 empty] | Full Conversion
10.12 | With material conforming to Grade-I (size range 75 mm to 0.075 mm) having CBR Value-30 | item223 | 95 | Cum | [5 empty] | Full Conversion | INR | [6 empty] | 16.78.1 | [33 empty] | 0 | 0 | #VALUE!
10.13 | With material conforming to Grade-II (size range 53 mm to 0.075 mm ) having CBR Value-25 | item224 | 95 | Cum | [5 empty] | Full Conversion | INR | [6 empty] | 16.78.2 | [33 empty] | 0 | 0 | #VALUE!
10.14 | Providing and laying bitumen mastic wearing course (as per specifications) with industrial bitumen of grade 85/25 conforming to IS : 702, prepared by using mastic cooker and laid to required level and slope, including providing antiskid surface with bitumen precoated fine grained hard stone chipping of approved size at the rate of 0.005 Cum per 10 sqm and at approximate spacing of 10 cm centre to centre in both directions, pressed into surface protruding 1 mm to 4 mm over mastic surface, including cleaning the surface, removal of debris etc. all complete. (Considering bitumen using 10.2% as per MORTH specification) | [8 empty] | Full Conversion
10.15 | 25 mm thick | item225 | 949 | Sqm | [5 empty] | Full Conversion | INR | [6 empty] | 16.37.1 | [33 empty] | 0 | 0 | #VALUE!
10.16 | CC+B.T ROAD | [8 empty] | Full Conversion
10.17 | Providing and laying C.C. pavement of mix M-25 with ready mixed concrete from batching plant. The ready mixed concrete shall be laid and finished with screed board vibrator , vacuum dewatering process and finally finished by floating, brooming with wire brush etc. complete as per specifications and directions of Engineer-in charge. (The panel shuttering work shall be paid for separately). (Note:- Cement content considered in this item is @ 330 kg/Cum. Excess/less cement used as per design mix is payable/ recoverable separately). | item226 | 454 | Cum | [5 empty] | Full Conversion | INR | [6 empty] | 16.75 | [33 empty] | 0 | 0 | #VALUE!
10.18 | Providing and laying bitumen mastic wearing course (as per specifications) with industrial bitumen of grade 85/25 conforming to IS : 702, prepared by using mastic cooker and laid to required level and slope, including providing antiskid surface with bitumen precoated fine grained hard stone chipping of approved size at the rate of 0.005 Cum per 10 sqm and at approximate spacing of 10 cm centre to centre in both directions, pressed into surface protruding 1 mm to 4 mm over mastic surface, including cleaning the surface, removal of debris etc. all complete. (Considering bitumen using 10.2% as per MORTH specification) | [8 empty] | Full Conversion
10.19 | 25 mm thick | item227 | 3025 | Sqm | [5 empty] | Full Conversion | INR | [6 empty] | 16.37.1 | [33 empty] | 0 | 0 | #VALUE!
11 | PATHWAY (60 mm Interlocking Paver Block) (CPWD SOR 2023) | [8 empty] | Full Conversion
11.01 | Earth work in surface excavation not exceeding 30 cm in depth but exceeding 1.5 m in width as well as 10 sqm on plan including getting out and disposal of excavated earth upto 50 m and lift up to 1.5 m, as directed by Engineer-in-Charge: All kinds of soil | item228 | 446.6 | Sqm | [5 empty] | Full Conversion | INR | [6 empty] | 2.1.1 | [33 empty] | 0 | 0 | #VALUE!
11.02 | Construction of granular sub-base by providing close graded Material conforming to specifications, mixing in a mechanical mix plant at OMC, carriage of mixed material by tippers to work site, for all leads & lifts, spreading in uniform layers of specified thickness with motor grader on prepared surface and compacting with vibratory power roller to achieve the desireddensity, complete as per specifications and directions of Engineer-in-Charge. | [8 empty] | Full Conversion
11.03 | With material conforming to Grade-I (size range 75 mm to 0.075 mm) having CBR Value-30 | item229 | 44.66 | Cum | [5 empty] | Full Conversion | INR | [6 empty] | 16.78.1 | [33 empty] | 0 | 0 | #VALUE!
11.04 | With material conforming to Grade-II (size range 53 mm to 0.075 mm ) having CBR Value-25 | item230 | 44.66 | Cum | [5 empty] | Full Conversion | INR | [6 empty] | 16.78.2 | [33 empty] | 0 | 0 | #VALUE!
11.05 | Construction of dry lean cement concrete sub base over a prepared sub-grade with coarseand fine aggregate conforming to IS:383, the size of coarse aggregate not exceeding 25 mm,aggregate cement ratio not to exceed 15:1, aggregate gradation after blending to be as perspecifications, cement content not to be less than 150 Kg/Cum, optimum moisture contentto be determined during trial length construction, concrete strength not to be less than 10Mpa at 7 days, mixed in a batching plant, transported to site, for all leads & lifts, laid witha mechanical paver, compacting with 8-10 tonne vibratory roller, finishing and curing etc.complete as per direction of Engineer-in- charge. | item231 | 44.66 | Cum | [5 empty] | Full Conversion | INR | [6 empty] | 16.8 | [33 empty] | 0 | 0 | #VALUE!
11.06 | Providing and laying 60mm thick factory made cement concrete interlocking paver block of M -30 grade made by block making machine with strong vibratory compaction, of approved size, design & shape, laid in required colour and pattern over and including 50mm thick compacted bed of coarse sand, filling the joints with fine sand etc. all complete as per the direction of Engineer-in-charge. | item232 | 44.66 | Sqm | [5 empty] | Full Conversion | INR | [6 empty] | 16.68 | [33 empty] | 0 | 0 | #VALUE!
11.07 | Providing and laying at or near ground level factory made kerb stone of M-25 grade cementconcrete in position to the required line, level and curvature, jointed with cement mortar 1:3(1 cement: 3 coarse sand), including making joints with or without grooves (thickness ofjoints except at sharp curve shall not to more than 5mm), including making drainage openingwherever required complete etc. as per direction of Engineer-in-charge (length of finishedkerb edging shall be measured to calculate volume for payment). (Precast C.C. kerb stoneshall be approved by Engineer-in-charge). | item233 | 264 | Rmt | [5 empty] | Full Conversion | INR | [6 empty] | DSR Analysis | [33 empty] | 0 | 0 | #VALUE!
11.08 | Painting with synthetic enamel paint of approved brand and manufacture of required colour to give an even shade | [8 empty] | Full Conversion
11.09 | Two or more coats on new work over an under coat of suitable shade with ordinary paint of approved brand and manufacture-Paint on kerbstone | item234 | 79.2 | Sqm | [5 empty] | Full Conversion | INR | [6 empty] | 13.62.1 | [33 empty] | 0 | 0 | #VALUE!
12 | Landscaping & Plantation (CPWD DSR-AOR (HORTICULTURE & LANDSCAPING)-2020) | [8 empty] | Full Conversion
12.01 | Uprooting rank vegetation and weeds by digging the area to a depth of 60 cm, removing all weeds and other growth with roots by forking repeatedly, breaking clods, rough dressing, flooding with water, uprooting fresh growths after 10 to 15 days and then fine dressing for planting new grass, including disposal of all rubbish with all leads and lifts. | item235 | 3025 | Sqm | [5 empty] | Full Conversion | INR | [6 empty] | (CPWD DSR-AOR HORTICULTURE & LANDSCAPING-2020) -2.12 | [33 empty] | 0 | 0 | #VALUE!
12.02 | Supplying and stacking of good earth at site including royalty and carriage upto 5 km lead complete (earth measured in stacks will be reduced by 20% for payment). | item236 | 907.5 | Cum | [5 empty] | Full Conversion | INR | [6 empty] | (CPWD DSR-AOR HORTICULTURE & LANDSCAPING-2020) - 2.2 | [33 empty] | 0 | 0 | #VALUE!
12.03 | Supplying and stacking sludge at site including royalty and carriage upto 5 km lead complete (sludge measured in stacks will be reduced by 8% for payment). | item237 | 453.75 | Cum | [5 empty] | Full Conversion | INR | [6 empty] | (CPWD DSR-AOR HORTICULTURE & LANDSCAPING-2020)- 2.3 | [33 empty] | 0 | 0 | #VALUE!
12.04 | Supplying and stacking at site dump manure from approved source, including carriage upto 5 km lead complete (manure measured in stacks will be reduced by 8% for payment) : | [8 empty] | Full Conversion
12.05 | Screened through sieve of I.S. designation 20 mm | item238 | 272.25 | Cum | [5 empty] | Full Conversion | INR | [6 empty] | (CPWD DSR-AOR HORTICULTURE & LANDSCAPING-2020)- 2.4.1 | [33 empty] | 0 | 0 | #VALUE!
12.06 | Screened through sieve of I.S. designation 16 mm | item239 | 121 | Cum | [5 empty] | Full Conversion | INR | [6 empty] | (CPWD DSR-AOR HORTICULTURE & LANDSCAPING-2020) -2.4.2 | [33 empty] | 0 | 0 | #VALUE!
12.07 | Screened through sieve of I.S. designation 4.75 mm | item240 | 60.5 | Cum | [5 empty] | Full Conversion | INR | [6 empty] | (CPWD DSR-AOR HORTICULTURE & LANDSCAPING-2020) -2.4.3 | [33 empty] | 0 | 0 | #VALUE!
12.08 | Mixing earth and sludge or manure in the required proportion specified or directed by the Officer-in-charge | item241 | 1815 | Cum | [5 empty] | Full Conversion | INR | [6 empty] | (CPWD DSR-AOR HORTICULTURE & LANDSCAPING-2020) -2.9 | [33 empty] | 0 | 0 | #VALUE!
12.09 | Spreading of sludge, dump manure and/or good earth in required thickness as per direction of officer-in-charge (cost of sludge, dump manure and/ or good earth to be paid separately). | item242 | 1815 | Cum | [5 empty] | Full Conversion | INR | [6 empty] | (CPWD DSR-AOR HORTICULTURE & LANDSCAPING-2020) -2.8 | [33 empty] | 0 | 0 | #VALUE!
12.1 | Providing & laying Selection no. 1 doob grass turf with earth 50mm to 60mm thickness of existing ground prepared with proper level and ramming with required tools wooden and than rolling the surface with light roller make the surface smoothen and light watering the same maintenance for 30 days or more till the grass establish properly,as per direction of officer in charge | item243 | 2722.5 | Sqm | [5 empty] | Full Conversion | INR | [6 empty] | (CPWD DSR-AOR HORTICULTURE & LANDSCAPING-2020) -2.34 | [33 empty] | 0 | 0 | #VALUE!
12.11 | Preparation of beds for hedging and shrubbery by excavating 60 cm deep and trenching the excavated base to a further depth of 30 cm, refilling the excavated earth after breaking clods and mixing with sludge or manure in the ratio of 8:1 (8 parts of stacked volume of earth after reduction by 20%: one part of stacked volume of sludge or manure after reduction by 8%), flooding with water, filling with earth if necessary, watering and finally fine dressing, leveling etc. including stacking and disposal of materials declared unserviceable and surplus earth by spreading and leveling as directed, within a lead of 50 m, lift up to 1.5 m complete (cost of sludge, manure or extra earth to be paid for separately) | item244 | 302.5 | Sqm | [5 empty] | Full Conversion | INR | [6 empty] | (CPWD DSR-AOR HORTICULTURE & LANDSCAPING-2020)- 2.13 | [33 empty] | 0 | 0 | #VALUE!
12.12 | Digging holes in ordinary soil and refilling the same with the excavated earth mixed with manure or sludge in the ratio of 2:1 by volume (2 parts of stacked volume of earth after reduction by 20% : 1 part of stacked volume of manure after reduction by 8%) flooding with water, dressing including removal of rubbish and surplus earth, if any, with all leads and lifts (cost of manure, sludge or extra good earth if needed to be paid for separately) | [8 empty] | Full Conversion
12.13 | Holes 1.2 m dia and 1.2 m deep | item245 | 50 | Each | [5 empty] | Full Conversion | INR | [6 empty] | (CPWD DSR-AOR HORTICULTURE & LANDSCAPING-2020) -2.14.1 | [33 empty] | 0 | 0 | #VALUE!
12.14 | Hole 0.90 m dia and 0.90 m deep | item246 | 50 | Each | [5 empty] | Full Conversion | INR | [6 empty] | (CPWD DSR-AOR HORTICULTURE & LANDSCAPING-2020) -2.14.2 | [33 empty] | 0 | 0 | #VALUE!
12.15 | Hole 0.60 m dia and 0.60 m deep | item247 | 70 | Each | [5 empty] | Full Conversion | INR | [6 empty] | (CPWD DSR-AOR HORTICULTURE & LANDSCAPING-2020)- 2.14.3 | [33 empty] | 0 | 0 | #VALUE!
12.16 | Hole 0.45 m dia and 0.45 m deep | item248 | 70 | Each | [5 empty] | Full Conversion | INR | [6 empty] | (CPWD DSR-AOR HORTICULTURE & LANDSCAPING-2020) -2.14.4 | [33 empty] | 0 | 0 | #VALUE!
12.17 | Providing and stacking of Mangifera indica (Mango-grafted ) of height 60-75 cm. in big poly bag of size 25 cm as per direction of the officer-in-charge. | item249 | 10 | Each | [5 empty] | Full Conversion | INR | [6 empty] | (CPWD DSR-AOR HORTICULTURE & LANDSCAPING-2020)- 7.53 | [33 empty] | 0 | 0 | #VALUE!
12.18 | Providing and displaying of Areca palm having ht. 1.50 m to 1.80 m with 6 to 8 suckers, well developed, fresh and healthy with lush green foliage in 25 cm size of Earthen pot/Plastic pot & as per direction of the officer-in-charge. | item250 | 10 | Each | [5 empty] | Full Conversion | INR | [6 empty] | (CPWD DSR-AOR HORTICULTURE & LANDSCAPING-2020) -3.2 | [33 empty] | 0 | 0 | #VALUE!
12.19 | Providing and stacking of Polyalthia pendula (Ashok Pendula) of height 180-195 cm. in gunny bag of size 30 cm as per direction of the officer-in-charge. | item251 | 10 | Each | [5 empty] | Full Conversion | INR | [6 empty] | (CPWD DSR-AOR HORTICULTURE & LANDSCAPING-2020)- 7.77 | [33 empty] | 0 | 0 | #VALUE!
12.2 | Providing and stacking of Peltophorum species of height 150-165 cm. in big poly bags of size 25 cm as per direction of the officer-in-charge | item252 | 10 | Each | [5 empty] | Full Conversion | INR | [6 empty] | (CPWD DSR-AOR HORTICULTURE & LANDSCAPING-2020)- 7.62 | [33 empty] | 0 | 0 | #VALUE!
12.21 | Providing and stacking of Plumeria acutifolia of height 120-135 cm. with 2-3 branches in HDPE bag of size 30 cm as per direction of the officer-in-charge. | item253 | 10 | Each | [5 empty] | Full Conversion | INR | [6 empty] | (CPWD DSR-AOR HORTICULTURE & LANDSCAPING-2020) -7.67 | [33 empty] | 0 | 0 | #VALUE!
12.22 | Providing and stacking of Phyllanthus emblica (Amla) of height 150-165 cm. in Big HDPE Bag as per direction of the officer-in-charge. | item254 | 10 | Each | [5 empty] | Full Conversion | INR | [6 empty] | (CPWD DSR-AOR HORTICULTURE & LANDSCAPING-2020)- 7.64 | [33 empty] | 0 | 0 | #VALUE!
12.23 | Providing and stacking of Cassia fistula (Amaltash) of height 120-135 cm. in big poly bags of size 25 cm as per direction of the officer-in-charge. | item255 | 10 | Each | [5 empty] | Full Conversion | INR | [6 empty] | (CPWD DSR-AOR HORTICULTURE & LANDSCAPING-2020) -7.16 | [33 empty] | 0 | 0 | #VALUE!
12.24 | Providing and stacking of Bassia latifolia (Mahua) of height 90-105 cm. in big polybag of size 25 cm as per direction of the officer-in-charge. | item256 | 15 | Each | [5 empty] | Full Conversion | INR | [6 empty] | (CPWD DSR-AOR HORTICULTURE & LANDSCAPING-2020) -7.60 | [33 empty] | 0 | 0 | #VALUE!
12.25 | Providing and stacking of Jatropha multifida (red colour) of height 60-75 cm. multibranched in p.bag of size 25 cm as per direction of the officer-in-charge. | item257 | 15 | Each | [5 empty] | Full Conversion | INR | [6 empty] | (CPWD DSR-AOR HORTICULTURE & LANDSCAPING-2020) -8.42 | [33 empty] | 0 | 0 | #VALUE!
12.26 | Providing and stacking of Michelia champa (Golden Champa) of height 90- 105 cm. in earthen pots of size 25 cm as per direction of the officer-in-charge. | item258 | 15 | Each | [5 empty] | Full Conversion | INR | [6 empty] | (CPWD DSR-AOR HORTICULTURE & LANDSCAPING-2020) -7.55 | [33 empty] | 0 | 0 | #VALUE!
12.27 | Providing and Stacking of Curry leaf of height 75-90 cm in poly bag of size 25 cm as perdirection of the officer-in-charge. | item259 | 10 | Each | [5 empty] | Full Conversion | INR | [6 empty] | (CPWD DSR-AOR HORTICULTURE & LANDSCAPING-2020) -11.20 | [33 empty] | 0 | 0 | #VALUE!
12.28 | Providing and stacking of Nerium oleander (kaner) of height 60-75 cm. with 5-6 branches in poly bags of size 25 cm as per direction of the officer-in-charge. | item260 | 15 | Each | [5 empty] | Full Conversion | INR | [6 empty] | (CPWD DSR-AOR HORTICULTURE & LANDSCAPING-2020)- 8.5 | [33 empty] | 0 | 0 | #VALUE!
12.29 | Providing and stacking of Jasmine grandiflorum (chameli) of height 30 cm to 45 cm. in 20 cm size of Earthen pots / Plastic pots & as per direction of the officer-in-charge. | item261 | 15 | Each | [5 empty] | Full Conversion | INR | [6 empty] | (CPWD DSR-AOR HORTICULTURE & LANDSCAPING-2020) -9.8 | [33 empty] | 0 | 0 | #VALUE!
12.3 | Providing and stacking of Hibiscus rosasinensis of height 60-75 cm. with 5-6 branches in p.bag of size 25 cm as per direction of the officer-in-charge. | item262 | 15 | Each | [5 empty] | Full Conversion | INR | [6 empty] | (CPWD DSR-AOR HORTICULTURE & LANDSCAPING-2020) -8.36 | [33 empty] | 0 | 0 | #VALUE!
12.31 | Providing and stacking of Bougainvillea (Variety Butiana, Lady Mary Baring, Mahara,Mohan,Scarlet Queen, Variegated, Glabra Formosa, Peruviana Odissi, Paratha, Subhra,Thimma, Spectabilis L.N Birla, Refulgens) of height 30 cm. to 45 cm. with 2-3 branches in 20 cm size of Earthen pots / Plastic pots & as per direction of the officer-in-charge. | item263 | 15 | Each | [5 empty] | Full Conversion | INR | [6 empty] | (CPWD DSR-AOR HORTICULTURE & LANDSCAPING-2020) -9.4 | [33 empty] | 0 | 0 | #VALUE!
12.32 | Providing and Displaying Marigold(Tagetes) inca hybrid different colour having 30 cm and above ht., with 6 to 8 flowers in bloom & blooming condition, well developed pot should be fully covered with fresh and healthy, foliage and flowers in 20 cm Earthen Pot/Plastic Pot and as per direction of the officer-in-charge | item264 | 15 | Each | [5 empty] | Full Conversion | INR | [6 empty] | (CPWD DSR-AOR HORTICULTURE & LANDSCAPING-2020) -4.40 | [33 empty] | 0 | 0 | #VALUE!
12.33 | Providing and Displaying Coleus broad leaves having 3 to 4 branches equal well developed with fresh & healthy foliage in different colour in 25 cm Earthen Pot/Plastic Pot and as per direction of the officer-in-charge. | item265 | 10 | Each | [5 empty] | Full Conversion | INR | [6 empty] | (CPWD DSR-AOR HORTICULTURE & LANDSCAPING-2020) -4.20 | [33 empty] | 0 | 0 | #VALUE!
12.34 | Providing and Displaying Petunia hybrid different colour single well developed in full bloom in 20 cm Earthen/Plastic Pot and as per direction of the officer-in-charge. | item266 | 10 | Each | [5 empty] | Full Conversion | INR | [6 empty] | (CPWD DSR-AOR HORTICULTURE & LANDSCAPING-2020) -4.49 | [33 empty] | 0 | 0 | #VALUE!
12.35 | Providing and stacking of Duranta Golden, having ht.15 to 20 cm bushtyshape with fresh and healthy leaves in 15 cm size of Earthen Pot/Plastic Pot & as per direction of the officer-in-charge | item267 | 10 | Each | [5 empty] | Full Conversion | INR | [6 empty] | (CPWD DSR-AOR HORTICULTURE & LANDSCAPING-2020) -6.12 | [33 empty] | 0 | 0 | #VALUE!
12.36 | Providing and stacking of Murraya exotica of height 45-60 cm. in poly bags of size 15 cm as per direction of the officer-in-charge. | item268 | 10 | Each | [5 empty] | Full Conversion | INR | [6 empty] | (CPWD DSR-AOR HORTICULTURE & LANDSCAPING-2020) -8.46 | [33 empty] | 0 | 0 | #VALUE!
12.37 | Outer Development-Benches | [8 empty] | Full Conversion
12.38 | Supply, transportation, and installation of RCC Garden Bench (Hand Rest Model) at the designated location, including all necessary materials, labor, tools, and equipment required for proper fixing and finishing as per the engineer’s instructions. | item269 | 7 | Nos | [5 empty] | Full Conversion | INR | [6 empty] | DSR Analysis | [33 empty] | 0 | 0 | #VALUE!
13 | RCC DRAIN | [8 empty] | Full Conversion
13.01 | Earth work in excavation by mechanical means (Hydraulic excavator) /manual means in foundation trenches or drains (not exceeding 1.5 m in width or 10 sqm on plan), including dressing of sides and ramming of bottoms, lift upto 1.5 m, including getting out the excavated soil and disposal of surplus excavated soil as directed, within a lead of 50 m. | [8 empty] | Full Conversion
13.02 | All kinds of soil | item270 | 346.42 | Cum | [5 empty] | Full Conversion | INR | [6 empty] | 2.8.1 | [33 empty] | 0 | 0 | #VALUE!
13.03 | Providing and laying in position cement concrete of specified grade excluding the cost of centering and shuttering - All work up to plinth level : 1:3:6 (1 Cement : 3 coarse sand (zone-III) derived from natural sources : 6 graded stone aggregate 20 mm nominal size derived from natural sources) | item271 | 28.53 | Cum | [5 empty] | Full Conversion | INR | [6 empty] | 4.1.5 | [33 empty] | 0 | 0 | #VALUE!
13.04 | Providing and laying in position ready mixed or site batched design mix cement concrete for plain cement concrete work; using coarse aggregate and fine aggregate derived from natural sources, Portland Pozzolana/Ordinary Portland /Portland Slag cement, admixtures in recommended proportions as per IS: 9103 to accelerate / retard setting of concrete, to improve durability and workability without impairing strength; including pumping of concrete to site of laying, curing, carriage for all leads; but excluding the cost of centering, shuttering and finishing as per direction of the engineer-in-charge; for the following grades of concrete. Note: Extra cement up to 10% of the minimum specified cement content in design mix shall be payable separately. In case the cement content in design mix is more than 110% of the minimum specified cement content, the contractor shall have discretion to either re-design the mix or bear the cost of extra cement. All works upto plinth level : | [8 empty] | Full Conversion
13.05 | Concrete of M20 grade with minimum cement content of 270 kg /Cum | item272 | 134.49 | Cum | [5 empty] | Full Conversion | INR | [6 empty] | 4.20.1.3 | [33 empty] | 0 | 0 | #VALUE!
13.06 | Steel reinforcement for R.C.C. work including straightening, cutting, bending, placing in position and binding all complete upto plinth level Thermo-Mechanically Treated bars of grade Fe-500D or more. | item273 | 10759.32 | Kg | [5 empty] | Full Conversion | INR | [6 empty] | 5.22A.6 | [33 empty] | 0 | 0 | #VALUE!
13.07 | Centering and shuttering including strutting, propping etc. and removal of form work for : | [8 empty] | Full Conversion
13.08 | Foundations, footings, bases for columns | item274 | 135.85 | Sqm | [5 empty] | Full Conversion | INR | [6 empty] | 5.9.1 | [33 empty] | 0 | 0 | #VALUE!
13.09 | Retaining walls, return walls, walls (any thickness) including attached pilasters, buttresses, plinth and string courses fillets, kerbs and steps etc. | item275 | 815.1 | Sqm | [5 empty] | Full Conversion | INR | [6 empty] | 5.9.2 | [33 empty] | 0 | 0 | #VALUE!
13.1 | Suspended floors, roofs, landings, balconies and access platform | item276 | 244.53 | Sqm | [5 empty] | Full Conversion | INR | [6 empty] | 5.9.3 | [33 empty] | 0 | 0 | #VALUE!
13.11 | Painting with synthetic enamel paint of approved brand and manufacture of required colour to give an even shade | [8 empty] | Full Conversion
13.12 | Two or more coats on new work over an under coat of suitable shade with ordinary paint of approved brand and manufacture-Paint on Drain Top Slab | item277 | 293.04 | Sqm | [5 empty] | Full Conversion | INR | [6 empty] | 13.62.1 | [33 empty] | 0 | 0 | #VALUE!
14 | HVAC SYSTEM- EAST GATE SECURITY CHECK | [8 empty] | Full Conversion
14.01 | Variable Refrigerant Volume (VRV) Machines | [8 empty] | Full Conversion
14.02 | Supply Installation, Testing & Commissioning of modular type Variable Refrigerant Flow/Variable Refrigerant Volume air cooled Outdoor units suitable for cooling and heating, having all hermetically sealed inverter type Scroll Compressor(s), minimum two compressors for above 14 HP modules, microprocessor based Controller, top discharge type condensing unit(s), with R 410 A Refrigerant, vibration isolators, with suitable foundation etc. complete as required. The unit shall deliver the rated capacity at AHRI Conditions and work even at 50°C ambient temperature without tripping. The unit shall be suitable to work on 400V +/- 10%, 3 Phase, 50Hz AC power supply. The unit shall be filled with first charge of the refrigerant and ready for use as required. The COP at AHRI conditions shall not be less than 3.1 and IEER not less than 6.5 . | item278 | 67 | Per HP | [5 empty] | Full Conversion | INR | [6 empty] | DSR & AOR- 2019-1 | [33 empty] | 0 | 0 | #VALUE!
14.03 | INDOOR UNIT-CASSETTE TYPE | [8 empty] | Full Conversion
14.04 | Supply, installation, testing and commissioning of following minimum capacity 4-way flow VRV/VRF Cassette Type Indoor ceiling mounted unit equipped with synthetic washable media pre-filter, fan section with low noise fan/dynamically balanced blower, multispeed motor, coil section with DX Copper coil, electronic expansion valve, outer cabinet, drain pump, grill, necessary supports, vibration isolation, cord less remote control etc., suitable for operation on single phase 230 V ± 10%, 50Hz AC supply, complete, as required. The unit shall have automatic force shut down provision in case of fire on receiving signal from BMS System. The cooling capacity of indoor unit will be at air inlet conditions of 27 Degree C DB and 19 Degree C WB temperature. | [8 empty] | Full Conversion
14.05 | 3.2 TR | item279 | 4 | Nos. | [5 empty] | Full Conversion | INR | [6 empty] | DSR & AOR- 2019-2.8 | [33 empty] | 0 | 0 | #VALUE!
14.06 | COPEER REFRIGERANT PIPING | [8 empty] | Full Conversion
14.07 | Supply, Installation, testing and commissioning including vacCumiazation and Nitrogen testing of following nominal sizes of soft/hard drawn copper refrigerant piping for VRV/VRF system, complete with fittings, with suitable adjustable ring type hanger supports, jointing/brazing including accessories, insulated with XPLE Class-O tubular insulation/with Class-O closed cell elastometric nitrile rubber tubular sleeves sections of specified thickness as given below for Suction and Liquid lines, all accessories as per specifications etc. as required : | [8 empty] | Full Conversion
14.08 | 9.5 mm dia (OD) (Soft drawn) with tube thickness 1.2 mm with 19 mm thick insulation | item280 | 40 | Rmtr | [5 empty] | Full Conversion | INR | [6 empty] | DSR & AOR- 2019-5.2 | [33 empty] | 0 | 0 | #VALUE!
14.09 | 15.86 mm dia (OD) (Soft drawn) with tube thickness 1.2 mm with 19 mm thick insulation | item281 | 30 | Rmtr | [5 empty] | Full Conversion | INR | [6 empty] | DSR & AOR- 2019-5.4 | [33 empty] | 0 | 0 | #VALUE!
14.1 | 22.2 mm dia (OD) (Hard drawn) with tube thickness 1.2 mm with 19 mm thick insulation | item282 | 15 | Rmtr | [5 empty] | Full Conversion | INR | [6 empty] | DSR & AOR- 2019-5.6 | [33 empty] | 0 | 0 | #VALUE!
14.11 | MS Cable Tray | [8 empty] | Full Conversion
14.12 | Supplying and installing following size of perforated painted with powder coating M.S. cable trays with perforation not more than 17.5%, in convenient sections, joined with connectors, suspended from the ceiling with M.S. suspenders including bolts & nuts, painting suspenders etc as required. | [8 empty] | Full Conversion
14.13 | 600 mm width X 50 mm depth X 2.0 mm thickness | item283 | 30 | Rmtr | [5 empty] | Full Conversion | INR | [6 empty] | DSR E&M 2022- 4.1.7 | [33 empty] | 0 | 0 | #VALUE!
14.14 | DRAIN PIPE | [8 empty] | Full Conversion
14.15 | Providing and fixing Chlorinated Polyvinyl Chloride (CPVC) pipes, having thermal stability for hot & cold water supply and all CPVC plain & brass threaded fittings, including fixing the pipe with clamps at 1.00 m spacing. This includes jointing of pipes & fittings with one step CPVC solvent cement and testing of joints complete as per direction of Engineer in Charge. Internal work - Exposed on wall | [8 empty] | Full Conversion
14.16 | 25 mm nominal outer dia .Pipes | item284 | 30 | RMT | [5 empty] | Full Conversion | INR | [6 empty] | 18.7.3 | [33 empty] | 0 | 0 | #VALUE!
14.17 | AIR CURTAIN & SENSOR | [8 empty] | Full Conversion
14.18 | Providing and fixing of Air Curtain (5 feet/air thro21ms) SS Body with all fittings & item directed by Site-in Charge | item285 | 5 | Nos. | [5 empty] | Full Conversion | INR | [6 empty] | DSR Analysis | [33 empty] | 0 | 0 | #VALUE!
14.19 | Providing and fixing of Sensor Exo2 air curtain (2 door) with seimens contractor with all fittings & item directed by Site-in Charge | item286 | 5 | Nos. | [5 empty] | Full Conversion | INR | [6 empty] | DSR Analysis | [33 empty] | 0 | 0 | #VALUE!
15 | NEW CONSTRUCTION OF BOUNDARY WALL | [8 empty] | Full Conversion
15.01 | Earth work in excavation by mechanical means (Hydraulic excavator)/manual means over areas (exceeding 30 cm in depth, 1.5 m in width as well as 10 sqm on plan) including getting out and disposal of excavated earth lead upto 50 m and lift upto 1.5 m, as directed by Engineer-in- charge. All kinds of soil | [8 empty] | Full Conversion
15.02 | Upto 1.5 Mtr Depth | item287 | 607.6 | Cum | [5 empty] | Full Conversion | INR | [6 empty] | 2.6.1 | [33 empty] | 0 | 0 | #VALUE!
15.03 | Filling available excavated earth (excluding rock) in trenches, plinth, sides of foundations etc. in layers not exceeding 20cm in depth, consolidating each deposited layer by ramming and watering, lead up to 50 m and lift upto 1.5 m. | item288 | 357.76 | Cum | [5 empty] | Full Conversion | INR | [6 empty] | 2.25 | [33 empty] | 0 | 0 | #VALUE!
15.04 | Disposal of moorum/building rubbish/ malba/ similar unserviceable, dismantled or waste material by mechanical transport including loading, transporting, unloading to approved municipal dumping ground for lead upto 10 km for all lifts, complete as per directions of Engineer-in-charge | item289 | 249.84 | Cum | [5 empty] | Full Conversion | INR | [6 empty] | 1.1.18 | [33 empty] | 0 | 0 | #VALUE!
15.05 | Supplying and filling in plinth with sand under floors, including watering, ramming, consolidating and dressing complete | item290 | 121.5 | Cum | [5 empty] | Full Conversion | INR | [6 empty] | 2.27 | [33 empty] | 0 | 0 | #VALUE!
15.06 | Brick soling in foundation: Dry brick pitching half brick thick in drains including supply of bricks and preparing the surface complete : With common burnt clay F.P.S. (non modular) bricks of class designation 7.5 | item291 | 324.98 | Sqm | [5 empty] | Full Conversion | INR | [6 empty] | 16.12.1 | [33 empty] | 0 | 0 | #VALUE!
15.07 | Providing and laying in position cement concrete of specified grade excluding the cost of centering and shuttering - All work up to plinth level : 1:3:6 (1 Cement : 3 coarse sand (zone-III) : 6 graded stone aggregate 20 mm nominal size) | item292 | 32.5 | Cum | [5 empty] | Full Conversion | INR | [6 empty] | 4.1.5 | [33 empty] | 0 | 0 | #VALUE!
15.08 | Providing and laying in position ready mixed or site batched design mix cement concrete for reinforced cement concrete work; using coarse aggregate and fine aggregate derived from natural sources, Portland Pozzolana / Ordinary Portland /Portland Slag cement, admixtures in recommended proportions as per IS: 9103 to accelerate / retard setting of concrete, to improve durability and workability without impairing strength; including pumping of concrete to site of laying, curing, carriage for all leads; but excluding the cost of centering, shuttering, finishing and reinforcement as per direction of the engineer-incharge; for the following grades of concrete. Note: Extra cement up to 10% of the minimum specified cement content in design mix shall be payable separately. In case the cement content in design mix is more than 110% of the specified minimum cement content, the contractor shall have discretion to either re-design the mix or bear the cost of extra cement.All works upto plinth level Concrete of M25 grade with minimum cement content of 330 kg /Cum | item293 | 50.81 | Cum | [5 empty] | Full Conversion | INR | [6 empty] | 5.33.1.1 | [33 empty] | 0 | 0 | #VALUE!
15.09 | Providing and laying in position ready mixed or site batched design mix cement concrete for reinforced cement concrete work; using coarse aggregate and fine aggregate derived from natural sources, Portland Pozzolana / Ordinary Portland /Portland Slag cement, admixtures in recommended proportions as per IS: 9103 to accelerate / retard setting of concrete, to improve durability and workability without impairing strength; including pumping of concrete to site of laying, curing, carriage for all leads; but excluding the cost of centering, shuttering, finishing and reinforcement as per direction of the engineer-incharge; for the following grades of concrete. Note: Extra cement up to 10% of the minimum specified cement content in design mix shall be payable separately. In case the cement content in design mix is more than 110% of the specified minimum cement content, the contractor shall have discretion to either re-design the mix or bear the cost of extra cementAll works above plinth level upto floor V level. Concrete of M25 grade with minimum cement content of 330 kg /Cum | item294 | 72.9 | Cum | [5 empty] | Full Conversion | INR | [6 empty] | 5.33.2.1 | [33 empty] | 0 | 0 | #VALUE!
15.1 | Steel reinforcement for R.C.C. work including straightening, cutting, bending, placing in position and binding all complete upto plinth level. Thermo-Mechanically Treated bars of grade Fe-500D or more | item295 | 7106.02 | Kg | [5 empty] | Full Conversion | INR | [6 empty] | 5.22.6 | [33 empty] | 0 | 0 | #VALUE!
15.11 | Steel reinforcement for R.C.C. work including straightening, cutting, bending, placing in position and binding all complete above plinth level. Thermo-Mechanically Treated bars of grade Fe-500D or more | item296 | 8310.72 | Kg | [5 empty] | Full Conversion | INR | [6 empty] | 5.22A.6 | [33 empty] | 0 | 0 | #VALUE!
15.12 | Centering and shuttering including strutting, propping etc. and removal of form for : Foundations, footings, bases of columns, etc. for mass concrete | item297 | 302.9 | Sqm | [5 empty] | Full Conversion | INR | [6 empty] | 5.9.1 | [33 empty] | 0 | 0 | #VALUE!
15.13 | Centering and shuttering including strutting, propping etc. and removal of form for : Lintels, beams, plinth beams, girders, bressumers and cantilevers | item298 | 325.05 | Sqm | [5 empty] | Full Conversion | INR | [6 empty] | 5.9.5 | [33 empty] | 0 | 0 | #VALUE!
15.14 | Centering and shuttering including strutting, propping etc. and removal of form for : Columns, Pillars, Piers, Abutments, Posts and Struts | item299 | 448.8 | Sqm | [5 empty] | Full Conversion | INR | [6 empty] | 5.9.6 | [33 empty] | 0 | 0 | #VALUE!
15.15 | Random rubble masonry with hard stone in foundation and plinth including levelling up with cement concrete 1:6:12 (1 cement : 6 coarse sand : 12 graded stone aggregate 20mm nominal size) upto plinth level with : Cement mortar 1:6 (1 cement : 6 coarse sand) (Excluding Cost of Stone) | item300 | 134.04 | Cum | [5 empty] | Full Conversion | INR | [6 empty] | DSR Analysis | [33 empty] | 0 | 0 | #VALUE!
15.16 | Brick work with common burnt clay F.P.S. (non modular) bricks of class designation 7.5 in superstructure above plinth level up to floor V level in all shapes and sizes in : Cement mortar 1:4 (1 cement : 4 coarse sand) | item301 | 165.32 | Cum | [5 empty] | Full Conversion | INR | [6 empty] | 6.4.1 | [33 empty] | 0 | 0 | #VALUE!
15.17 | 20 mm cement plaster of mix : 1:4 (1 cement: 4 coarse sand) | item302 | 1733.6 | Sqm | [5 empty] | Full Conversion | INR | [6 empty] | 13.6.1 | [33 empty] | 0 | 0 | #VALUE!
15.18 | Finishing walls with water proofing cement paint of required shade : New work (Two or more coats applied @ 3.84 kg/10 sqm) | item303 | 1733.6 | Sqm | [5 empty] | Full Conversion | INR | [6 empty] | 13.44 | [33 empty] | 0 | 0 | #VALUE!
15.19 | Providing and fixing concertina coil fencing with punched tape concertina coil 600 mm dia 10 metre openable length ( total length 90 m), having 50 nos rounds per 6 metre length, upto 3 m height of wall with existing angle iron 'Y' shaped placed 2.4m or 3.00 m apart and with 9 horizontal R.B.T. reinforced barbed wire, stud tied with G.I. staples and G.I. clips to retain horizontal, including necessary bolts or G.I. barbed wire tied to angle iron, all complete as per direction of Engineer-in charge, with reinforced barbed tape(R.B.T.) / Spring core (2.5mm thick) wire of high tensile strength of 165 kg/ sq.mm with tape (0.52 mm thick) and weight 43.478 gm/ metre (cost of M.S. angle, C.C. blocks shall be paid separately) | item304 | 216.7 | mtr | [5 empty] | Full Conversion | INR | [6 empty] | 16.53 | [33 empty] | 0 | 0 | #VALUE!
15.2 | Steel work welded in built up sections/ framed work, including cutting, hoisting, fixing in position and applying a priming coat of approved steel primer using structural steel etc. as required | item305 | 314.16 | Kg | [5 empty] | Full Conversion | INR | [6 empty] | 10.25.2 | [33 empty] | 0 | 0 | #VALUE!
15.21 | Extra for forming cavity 5 cm to 11.5 cm wide in cavity walls with necessary weep and vent holes including use of cores and cost of providing and fixing bitumastic coated M .S. ties 300 mm long of 25x 3 mm section at not less than 3 ties per sqm as per approved design | item306 | 29.7 | Sqm | [5 empty] | Full Conversion | INR | [6 empty] | 6.6 | [33 empty] | 0 | 0 | #VALUE!
15.22 | Providing and fixing 1mm thick M.S. sheet door with frame of 40x40x6 mm angle iron and 3 mm M.S. gusset plates at the junctions and corners, all necessary fittings complete, including applying a priming coat of approved steel primer. | item307 | 35.2 | Sqm | [5 empty] | Full Conversion | INR | [6 empty] | 10.5.1 | [33 empty] | 0 | 0 | #VALUE!
15.23 | Dismantaling of Existing Boundary Wall | [8 empty] | Full Conversion
15.24 | Demolishing stone rubble masonry manually/ by mechanical means including stacking of serviceable material and disposal of unserviceable material within 50 metres lead as per direction of Engineer-in-charge : In cement mortar | item308 | 258.39 | Cum | [5 empty] | Full Conversion | INR | [6 empty] | 15.9.2 | [33 empty] | 0 | 0 | #VALUE!
15.25 | Disposal of moorum/building rubbish/ malba/ similar unserviceable, dismantled or waste material by mechanical transport including loading, transporting, unloading to approved municipal dumping ground for lead upto 10 km for all lifts, complete as per directions of Engineer-in-charge | item309 | 112.21 | Cum | [5 empty] | Full Conversion | INR | [6 empty] | 1.1.18 | [33 empty] | 0 | 0 | #VALUE!
15.26 | Painting on Existing Boundary Wall (Parking Side) | [8 empty] | Full Conversion
15.27 | Random rubble masonry with hard stone in superstructure above plinth level and upto floor five level, including leveling up with cement concrete 1:6:12 (1 cement : 6 coarse sand : 12 graded stone aggregate 20mm nominal size) at window sills, ceiling level and the like.Cement mortar 1:6 (1 cement : 6 coarse sand)(Excluding Cost of Stone) | item310 | 12.14 | Cum | [5 empty] | Full Conversion | INR | [6 empty] | DSR Analysis | [33 empty] | 0 | 0 | #VALUE!
15.28 | 20 mm cement plaster of mix : 1:4 (1 cement: 4 coarse sand) | item311 | 1056 | Sqm | [5 empty] | Full Conversion | INR | [6 empty] | 13.6.1 | [33 empty] | 0 | 0 | #VALUE!
15.29 | Finishing walls with water proofing cement paint of required shade : New work (Two or more coats applied @ 3.84 kg/10 sqm) | item312 | 1056 | Sqm | [5 empty] | Full Conversion | INR | [6 empty] | 13.44 | [33 empty] | 0 | 0 | #VALUE!
16 | CONSTRUCTION OF BRANDING WALL | [8 empty] | Full Conversion
16.01 | Earth work in excavation by mechanical means (Hydraulic excavator)/manual means over areas (exceeding 30 cm in depth, 1.5 m in width as well as 10 sqm on plan) including getting out and disposal of excavated earth lead upto 50 m and lift upto 1.5 m, as directed by Engineer-in- charge. All kinds of soil | [8 empty] | Full Conversion
16.02 | Upto 1.5 Mtr Depth | item313 | 48.65 | Cum | [5 empty] | Full Conversion | INR | [6 empty] | 2.6.1 | [33 empty] | 0 | 0 | #VALUE!
16.03 | Filling available excavated earth (excluding rock) in trenches, plinth, sides of foundations etc. in layers not exceeding 20cm in depth, consolidating each deposited layer by ramming and watering, lead up to 50 m and lift upto 1.5 m. | item314 | 30.09 | Cum | [5 empty] | Full Conversion | INR | [6 empty] | 2.25 | [33 empty] | 0 | 0 | #VALUE!
16.04 | Disposal of moorum/building rubbish/ malba/ similar unserviceable, dismantled or waste material by mechanical transport including loading, transporting, unloading to approved municipal dumping ground for lead upto 10 km for all lifts, complete as per directions of Engineer-in-charge | item315 | 18.57 | Cum | [5 empty] | Full Conversion | INR | [6 empty] | 1.1.18 | [33 empty] | 0 | 0 | #VALUE!
16.05 | Brick soling in foundation: Dry brick pitching half brick thick in drains including supply of bricks and preparing the surface complete : With common burnt clay F.P.S. (non modular) bricks of class designation 7.5 | item316 | 26.47 | Sqm | [5 empty] | Full Conversion | INR | [6 empty] | 16.12.1 | [33 empty] | 0 | 0 | #VALUE!
16.06 | Providing and laying in position cement concrete of specified grade excluding the cost of centering and shuttering - All work up to plinth level : 1:3:6 (1 Cement : 3 coarse sand (zone-III) : 6 graded stone aggregate 20 mm nominal size) | item317 | 2.65 | Cum | [5 empty] | Full Conversion | INR | [6 empty] | 4.1.5 | [33 empty] | 0 | 0 | #VALUE!
16.07 | Providing and laying in position ready mixed or site batched design mix cement concrete for reinforced cement concrete work; using coarse aggregate and fine aggregate derived from natural sources, Portland Pozzolana / Ordinary Portland /Portland Slag cement, admixtures in recommended proportions as per IS: 9103 to accelerate / retard setting of concrete, to improve durability and workability without impairing strength; including pumping of concrete to site of laying, curing, carriage for all leads; but excluding the cost of centering, shuttering, finishing and reinforcement as per direction of the engineer-incharge; for the following grades of concrete. Note: Extra cement up to 10% of the minimum specified cement content in design mix shall be payable separately. In case the cement content in design mix is more than 110% of the specified minimum cement content, the contractor shall have discretion to either re-design the mix or bear the cost of extra cement.All works upto plinth level Concrete of M25 grade with minimum cement content of 330 kg /Cum | item318 | 4.87 | Cum | [5 empty] | Full Conversion | INR | [6 empty] | 5.33.1.1 | [33 empty] | 0 | 0 | #VALUE!
16.08 | Providing and laying in position ready mixed or site batched design mix cement concrete for reinforced cement concrete work; using coarse aggregate and fine aggregate derived from natural sources, Portland Pozzolana / Ordinary Portland /Portland Slag cement, admixtures in recommended proportions as per IS: 9103 to accelerate / retard setting of concrete, to improve durability and workability without impairing strength; including pumping of concrete to site of laying, curing, carriage for all leads; but excluding the cost of centering, shuttering, finishing and reinforcement as per direction of the engineer-incharge; for the following grades of concrete. Note: Extra cement up to 10% of the minimum specified cement content in design mix shall be payable separately. In case the cement content in design mix is more than 110% of the specified minimum cement content, the contractor shall have discretion to either re-design the mix or bear the cost of extra cementAll works above plinth level upto floor V level. Concrete of M25 grade with minimum cement content of 330 kg /Cum | item319 | 10.3 | Cum | [5 empty] | Full Conversion | INR | [6 empty] | 5.33.2 | [33 empty] | 0 | 0 | #VALUE!
16.09 | Steel reinforcement for R.C.C. work including straightening, cutting, bending, placing in position and binding all complete upto plinth level. Thermo-Mechanically Treated bars of grade Fe-500D or more | item320 | 703.89 | Kg | [5 empty] | Full Conversion | INR | [6 empty] | 5.22.6 | [33 empty] | 0 | 0 | #VALUE!
16.1 | Steel reinforcement for R.C.C. work including straightening, cutting, bending, placing in position and binding all complete above plinth level. Thermo-Mechanically Treated bars of grade Fe-500D or more | item321 | 1413.62 | Kg | [5 empty] | Full Conversion | INR | [6 empty] | 5.22A.6 | [33 empty] | 0 | 0 | #VALUE!
16.11 | Centering and shuttering including strutting, propping etc. and removal of form for : Foundations, footings, bases of columns, etc. for mass concrete | item322 | 27.19 | Sqm | [5 empty] | Full Conversion | INR | [6 empty] | 5.9.1 | [33 empty] | 0 | 0 | #VALUE!
16.12 | Centering and shuttering including strutting, propping etc. and removal of form for : Lintels, beams, plinth beams, girders, bressumers and cantilevers | item323 | 31.5 | Sqm | [5 empty] | Full Conversion | INR | [6 empty] | 5.9.5 | [33 empty] | 0 | 0 | #VALUE!
16.13 | Centering and shuttering including strutting, propping etc. and removal of form for : Columns, Pillars, Piers, Abutments, Posts and Struts | item324 | 73.46 | Sqm | [5 empty] | Full Conversion | INR | [6 empty] | 5.9.6 | [33 empty] | 0 | 0 | #VALUE!
16.14 | Random rubble masonry with hard stone in foundation and plinth including levelling up with cement concrete 1:6:12 (1 cement : 6 coarse sand : 12 graded stone aggregate 20mm nominal size) upto plinth level with : Cement mortar 1:6 (1 cement : 6 coarse sand) (Excluding Cost of Stone) | item325 | 8.4 | Cum | [5 empty] | Full Conversion | INR | [6 empty] | DSR Analysis | [33 empty] | 0 | 0 | #VALUE!
16.15 | Brick work with common burnt clay F.P.S. (non modular) bricks of class designation 7.5 in superstructure above plinth level up to floor V level in all shapes and sizes in : Cement mortar 1:4 (1 cement : 4 coarse sand) | item326 | 14.94 | Cum | [5 empty] | Full Conversion | INR | [6 empty] | 6.4.1 | [33 empty] | 0 | 0 | #VALUE!
16.16 | 20 mm cement plaster of mix : 1:4 (1 cement: 4 coarse sand) | item327 | 174.9 | Sqm | [5 empty] | Full Conversion | INR | [6 empty] | 13.6.1 | [33 empty] | 0 | 0 | #VALUE!
16.17 | Finishing walls with water proofing cement paint of required shade : New work (Two or more coats applied @ 3.84 kg/10 sqm) | item328 | 82.43 | Sqm | [5 empty] | Full Conversion | INR | [6 empty] | 13.44 | [33 empty] | 0 | 0 | #VALUE!
16.18 | Stone tile work for wall lining upto 10 m height with special adhesive over 12mm thick bed of cement mortar 1:3 (1 cement : 3 coarse sand) including pointing in white cement with an admixture of pigment to match the stone shade. 8mm thick (mirror polished and machine cut edge), Granite stone of any colour and shade. | item329 | 59.47 | Sqm | [5 empty] | Full Conversion | INR | [6 empty] | 7.38.1.1 | [33 empty] | 0 | 0 | #VALUE!
16.19 | Artificial Green Wall Panels | item330 | 33 | Sqm | [5 empty] | Full Conversion | INR | [6 empty] | DSR Analysis | [33 empty] | 0 | 0 | #VALUE!
16.2 | Supply, fabrication, and installation of Stainless Steel (SS 304) polished letters with LED backlighting, including all necessary materials, wiring, and accessories for complete installation. (20 Inch Height Letter) | item331 | 28 | Nos | [5 empty] | Full Conversion | INR | [6 empty] | DSR Analysis | [33 empty] | 0 | 0 | #VALUE!
17 | ROAD, PARKING, LANDSCAPING, DISMANTLING & RESTORATION | [8 empty] | Full Conversion
17.01 | Parking (80 mm Interlocking Paver Block) | [8 empty] | Full Conversion
17.02 | Hacking of CC flooring including cleaning for surface etc. complete as per direction of the Engineer-in-Charge | item332 | 3296 | Sqm | [5 empty] | Full Conversion | INR | [6 empty] | 14.83 | [33 empty] | 0 | 0 | #VALUE!
17.03 | Construction of dry lean cement concrete sub base over a prepared sub-grade with coarseand fine aggregate conforming to IS:383, the size of coarse aggregate not exceeding 25 mm,aggregate cement ratio not to exceed 15:1, aggregate gradation after blending to be as perspecifications, cement content not to be less than 150 Kg/Cum, optimum moisture contentto be determined during trial length construction, concrete strength not to be less than 10Mpa at 7 days, mixed in a batching plant, transported to site, for all leads & lifts, laid witha mechanical paver, compacting with 8-10 tonne vibratory roller, finishing and curing etc.complete as per direction of Engineer-in- charge. | item333 | 329.6 | Cum | [5 empty] | Full Conversion | INR | [6 empty] | 16.8 | [33 empty] | 0 | 0 | #VALUE!
17.04 | Providing and laying factory made chamfered edge Cement Concrete paver blocks In foot path, park & lawns driveway or light & traffic parking etc. of required strength, thickness & size/ shape, made by table vibratory method using PU mould, laid in required colour & pattern over 50mm thick compacted bed of course sand, compacting and proper embedding/ laying of inter locking paver blocks into the sand bedding layer through vibratory compaction by using plate vibrator, filling the joints with sand and cutting of paver blocks as per required size and pattern, finishing and sweeping extra sand, all complete as per manufacturer's specifications & direction of Engineer in-Charge.80mm thick Cement concrete paver block of M-30 grade with approved colour, design & pattern. | item334 | 3296 | Sqm | [5 empty] | Full Conversion | INR | [6 empty] | 16.91.2 | [33 empty] | 0 | 0 | #VALUE!
17.05 | Providing and laying at or near ground level factory made kerb stone of M-25 grade cementconcrete in position to the required line, level and curvature, jointed with cement mortar 1:3(1 cement: 3 coarse sand), including making joints with or without grooves (thickness ofjoints except at sharp curve shall not to more than 5mm), including making drainage openingwherever required complete etc. as per direction of Engineer-in-charge (length of finishedkerb edging shall be measured to calculate volume for payment). (Precast C.C. kerb stoneshall be approved by Engineer-in-charge). | item335 | 55.35 | Cum | [5 empty] | Full Conversion | INR | [6 empty] | 16.69 | [33 empty] | 0 | 0 | #VALUE!
17.06 | Painting with synthetic enamel paint of approved brand mand manufacture of required colour to give an even shade: Two or more coats on new work over an under coat of suitable shade with ordinary paint of approved brand and manufacture. | item336 | 123 | Sqm | [5 empty] | Full Conversion | INR | [6 empty] | 13.62.1 | [33 empty] | 0 | 0 | #VALUE!
17.07 | Providing, laying and making kerb channel 30 cm wide and 50 mm thick with cement concrete 1:3:6 (1 cement: 3 coarse sand:6 graded stone aggregate 20 mm nominal size) over 75mm bed of dry brick ballast 40 mm nominal size, well rammed and consolidated and grouted with fine sand, including finishing the top smooth etc. complete and as per direction of Engineer in-charge. | item337 | 66 | Sqm | [5 empty] | Full Conversion | INR | [6 empty] | 16.63 | [33 empty] | 0 | 0 | #VALUE!
17.08 | Providing and laying non-pressure NP2 class (light duty) R.C.C. pipes with collars jointed with stiff mixture of cement mortar in the proportion of 1:2 (1 cement : 2 fine sand) including testing of joints etc. complete : 150 mm dia. R.C.C. pipe 150 mm dia. R.C.C. pipe | item338 | 55 | Meter | [5 empty] | Full Conversion | INR | [6 empty] | 19.6.2 | [33 empty] | 0 | 0 | #VALUE!
17.09 | Constructing brick masonry chamber for underground C.I. inspection chamber and bends with bricks in cement mortar 1:4 (1 cement : 4 coarse sand) C.I. cover with frame (light duty) 455x610 mm internal dimensions, total weight of cover with frame to be not less than 38 kg (weight of cover 23 kg and weight of frame 15 kg), R.C.C. top slab with 1:1.5:3 mix (1 cement : 1.5 fine sand : 3 graded stone aggregate 20 mm nominal size), foundation concrete 1:5:10 (1 cement : 5 fine sand : 10 graded stone aggregate 40 mm nominal size), inside plastering 12 mm thick with cement mortar 1:3 (1 cement : 3 coarse sand), finished smooth with a floating coat of neat cement on walls and bed concrete etc. complete as per standard design: Inside dimensions 455x610 mm and 45 cm deep for single pipe line : With common burnt clay F.P.S. (non modular) bricks of class designation 7.5 | item339 | 10 | Nos | [5 empty] | Full Conversion | INR | [6 empty] | 19.30.1.1 | [33 empty] | 0 | 0 | #VALUE!
17.1 | Providing and applying 2.5 mm thick road marking strips (retro-reflective) of specified shade/ colour using hot thermoplastic material by fully/ semi automatic thermoplastic paint applicator machine fitted with profile shoe, glass beads dispenser, propane tank heater and profile shoe heater, driven by experienced operator on road surface including cost of material, labour, T&P, cleaning the road surface of all dirt, seals, oil, grease and foreign material etc. complete as per direction of Engineer-in-charge and accordance with applicable specifications. | item340 | 210 | Sqm | [5 empty] | Full Conversion | INR | [6 empty] | 16.62 | [33 empty] | 0 | 0 | #VALUE!
17.11 | Supply, fabrication, painting, and installation of Railing Stand/Barricade as per specifications, including all necessary materials, labor, tools, and equipment for proper fixing and finishing. | item341 | 2 | Nos | [5 empty] | Full Conversion | INR | [6 empty] | DSR Analysis | [33 empty] | 0 | 0 | #VALUE!
18 | Dismantling & Renovation (CPWD SOR 2023) | [8 empty] | Full Conversion
18.01 | Demolishing R.C.C. work manually/ by mechanical means including stacking of steel bars and disposal of unserviceable material within 50 metres lead as per direction of Engineer - in- charge. | [8 empty] | Full Conversion
18.02 | Dismantling of Parking Shed 1 & 2 Column & Footing (275 Sqm) | item342 | 63.25 | Cum | [5 empty] | Full Conversion | INR | [6 empty] | 15.3 | [33 empty] | 0 | 0 | #VALUE!
18.03 | Dismantling steel work in built up sections in angles, tees, flats and channels including all gusset plates, bolts, nuts, cutting rivets, welding etc. including dismembering and stacking within 50 metres lead. | [8 empty] | Full Conversion
18.04 | Dismantling of Parking Shed 1 (Front of Parking Entry) (205 Sqm) | item343 | 7720.3 | Kg | [5 empty] | Full Conversion | INR | [6 empty] | 15.18 (i) | [33 empty] | 0 | 0 | #VALUE!
18.05 | Dismantling of Parking Shed 2 (Front of Parking Entry) (70 Sqm) | item344 | 2636.2 | Kg | [5 empty] | Full Conversion | INR | [6 empty] | 15.18 (ii) | [33 empty] | 0 | 0 | #VALUE!
18.06 | Dismantling roofing including ridges, hips, valleys and gutters etc., and stacking the material within 50 metres lead of: | [8 empty] | Full Conversion
18.07 | Dismantling of Shed Roof (555 Sqm) (Asbestos cement sheet) | item345 | 555 | Sqm | [5 empty] | Full Conversion | INR | [6 empty] | 15.28.2 | [33 empty] | 0 | 0 | #VALUE!
18.08 | Dismantling of Shed Roof of Front of Parking Entry (275 Sqm) (Asbestos cement sheet) | item346 | 275 | Sqm | [5 empty] | Full Conversion | INR | [6 empty] | 15.28.2 | [33 empty] | 0 | 0 | #VALUE!
18.09 | Providing corrugated G.S. sheet roofing including vertical / curved surface fixed with polymer coated J or L hooks, bolts and nuts 8 mm diameter with bitumen and G.I. limpet washers or with G.I. limpet washers filled with white lead, including a coat of approved steel primer and two coats of approved paint on overlapping of sheets complete (up to any pitch in horizontal/ vertical or curved surfaces), excluding the cost of purlins, rafters and trusses and including cutting to size and shape wherever required. 0.63 mm thick with zinc coating not less than 275 gm/m | item347 | 555 | Sqm | [5 empty] | Full Conversion | INR | [6 empty] | 12.1.3 | [33 empty] | 0 | 0 | #VALUE!
18.1 | Finishing with Epoxy paint (two or more coats) at all locations prepared and applied as per manufacturer's specifications including appropriate priming coat, preparation of surface, etc. complete.On steel work | item348 | 555 | Sqm | [5 empty] | Full Conversion | INR | [6 empty] | 13.52.1 | [33 empty] | 0 | 0 | #VALUE!
18.11 | Finishing with Epoxy paint (two or more coats) at all locations prepared and applied as per manufacturer's specifications including appropriate priming coat, preparation of surface, etc. complete.On steel work (On Fensing Work) | item349 | 810 | Sqm | [5 empty] | Full Conversion | INR | [6 empty] | 13.52.1 | [33 empty] | 0 | 0 | #VALUE!
19 | Construction of Parking Shed (110 Sqm) | [8 empty] | Full Conversion
19.01 | Earth work in excavation by mechanical means (Hydraulic excavator)/manual means over areas (exceeding 30 cm in depth, 1.5 m in width as well as 10 sqm on plan) including getting out and disposal of excavated earth lead upto 50 m and lift upto 1.5 m, as directed by Engineer-in- charge. All kinds of soil | [8 empty] | Full Conversion
19.02 | Upto 1.5 Mtr Depth | item350 | 305.09 | Cum | [5 empty] | Full Conversion | INR | [6 empty] | 2.6.1 | [33 empty] | 0 | 0 | #VALUE!
19.03 | From 1.5 Mtr to 3.0 Mtr Depth (Additional Depth after 1.5 upto 3.0 Mtr) | item351 | 101.7 | Cum | [5 empty] | Full Conversion | INR | [6 empty] | 2.26 | [33 empty] | 0 | 0 | #VALUE!
19.04 | Filling available excavated earth (excluding rock) in trenches, plinth, sides of foundations etc. in layers not exceeding 20cm in depth, consolidating each deposited layer by ramming and watering, lead up to 50 m and lift upto 1.5 m. | item352 | 366.91 | Cum | [5 empty] | Full Conversion | INR | [6 empty] | 2.25 | [33 empty] | 0 | 0 | #VALUE!
19.05 | Disposal of moorum/building rubbish/ malba/ similar unserviceable, dismantled or waste material by mechanical transport including loading, transporting, unloading to approved municipal dumping ground for lead upto 10 km for all lifts, complete as per directions of Engineer-in-charge | item353 | 39.87 | Cum | [5 empty] | Full Conversion | INR | [6 empty] | 1.1.18 | [33 empty] | 0 | 0 | #VALUE!
19.06 | Brick soling in foundation: Dry brick pitching half brick thick in drains including supply of bricks and preparing the surface complete : With common burnt clay F.P.S. (non modular) bricks of class designation 7.5 | item354 | 68.75 | Sqm | [5 empty] | Full Conversion | INR | [6 empty] | 16.12 | [33 empty] | 0 | 0 | #VALUE!
19.07 | Providing and laying in position cement concrete of specified grade excluding the cost of centering and shuttering - All work up to plinth level : 1:3:6 (1 Cement : 3 coarse sand (zone-III) : 6 graded stone aggregate 20 mm nominal size) | item355 | 5.82 | Cum | [5 empty] | Full Conversion | INR | [6 empty] | 4.1.5 | [33 empty] | 0 | 0 | #VALUE!
19.08 | Providing and laying in position ready mixed or site batched design mix cement concrete for reinforced cement concrete work; using coarse aggregate and fine aggregate derived from natural sources, Portland Pozzolana / Ordinary Portland /Portland Slag cement, admixtures in recommended proportions as per IS: 9103 to accelerate / retard setting of concrete, to improve durability and workability without impairing strength; including pumping of concrete to site of laying, curing, carriage for all leads; but excluding the cost of centering, shuttering, finishing and reinforcement as per direction of the engineer-in charge; for the following grades of concrete. Note: Extra cement up to 10% of the minimum specified cement content in design mix shall be payable separately. In case the cement content in design mix is more than 110% of the specified minimum cement content, the contractor shall have discretion to either re-design the mix or bear the cost of extra cement All works upto plinth level, Concrete of M25 grade with minimum cement content of 330 kg /Cum | item356 | 27.18 | Cum | [5 empty] | Full Conversion | INR | [6 empty] | 5.33.1.1 | [33 empty] | 0 | 0 | #VALUE!
19.09 | Steel reinforcement for R.C.C. work including straightening, cutting, bending, placing in position and binding all complete upto plinth level. Thermo-Mechanically Treated bars of grade Fe-500D or more | item357 | 3261.06 | Kg | [5 empty] | Full Conversion | INR | [6 empty] | 5.22.6 | [33 empty] | 0 | 0 | #VALUE!
19.1 | Structural steel work riveted, bolted or welded in built up sections, trusses and framed work, including cutting, hoisting, fixing in position and applying a priming coat of approved steel primer all complete. | item358 | 11424.99 | Kg | [5 empty] | Full Conversion | INR | [6 empty] | 10.2 | [33 empty] | 0 | 0 | #VALUE!
19.11 | Finishing with Epoxy paint (two or more coats) at all locations prepared and applied as per manufacturer's specifications including appropriate priming coat, preparation of surface, etc. complete.On steel work | item359 | 121 | Sqm | [5 empty] | Full Conversion | INR | [6 empty] | 13.52.1 | [33 empty] | 0 | 0 | #VALUE!
19.12 | Providing corrugated G.S. sheet roofing including vertical / curved surface fixed with polymer coated J or L hooks, bolts and nuts 8 mm diameter with bitumen and G.I. limpet washers or with G.I. limpet washers filled with white lead, including a coat of approved steel primer and two coats of approved paint on overlapping of sheets complete (up to any pitch in horizontal/ vertical or curved surfaces), excluding the cost of purlins, rafters and trusses and including cutting to size and shape wherever required. 0.63 mm thick with zinc coating not less than 275 gm/m | item360 | 121 | Sqm | [5 empty] | Full Conversion | INR | [6 empty] | 12.1.3 | [33 empty] | 0 | 0 | #VALUE!
20 | CIVIL WORK - MARKETING BUILDING-CIVIL WORK | [8 empty] | Full Conversion
20.01 | EXCAVATION AND FILLING | [8 empty] | Full Conversion
20.02 | Earth work in excavation by mechanical means (Hydraulic excavator)/ manual means over areas (exceeding 30 cm in depth, 1.5 m in width as well as 10 sqm on plan) including getting out and disposal of excavated earth lead upto 50 m and lift upto 1.5 m, as directed by Engineer-in charge. All kinds of soil | item361 | 33.73 | Cum | [5 empty] | Full Conversion | INR | [6 empty] | 2.6.1 | [33 empty] | 0 | 0 | #VALUE!
20.03 | Filling available excavated earth (excluding rock) in trenches, plinth, sides of foundations etc. in layers not exceeding 20cm in depth, consolidating each deposited layer by ramming and watering, lead up to 50 m and lift upto 1.5 m. | item362 | 41.41 | Cum | [5 empty] | Full Conversion | INR | [6 empty] | 2.25 | [33 empty] | 0 | 0 | #VALUE!
20.04 | Supplying and filling in plinth with sand under floors, including watering, ramming, consolidating and dressing complete. | item363 | 2.48 | Cum | [5 empty] | Full Conversion | INR | [6 empty] | 2.27 | [33 empty] | 0 | 0 | #VALUE!
20.05 | ANTI-TERMITE TREATMENT | [8 empty] | Full Conversion
20.06 | Treatment of soil under using chemical emulsion @ 0.5 litre per sqm, With Chlorpyriphos/Lindane E.C. 20% with 1% concentration. | item364 | 24.47 | Sqm | [5 empty] | Full Conversion | INR | [6 empty] | DSR Analysis | [33 empty] | 0 | 0 | #VALUE!
20.07 | BRICK SOLING | [8 empty] | Full Conversion
20.08 | Brick Soling: Dry brick pitching half brick thick in drains including supply of bricks and preparing the surface complete : With common burnt clay F.P.S. (non modular) bricks of class designation 7.5 | item365 | 13.89 | Sqm | [5 empty] | Full Conversion | INR | [6 empty] | 16.12 | [33 empty] | 0 | 0 | #VALUE!
20.09 | PLAIN CEMENT CONCRETE | [8 empty] | Full Conversion
20.1 | Plain Cement concrete (1:4:8)in foundation and floors using 4cm(1½”) size hard crusher broken granite stone metal of approved quality and from approved quarry including lowering, laying concrete, watering, curing etc, complete to required levels laid in layers not exceeding 0’-6” thick in each layer including cost, conveyances, royalties, taxes of all materials and cost of all labour with T&P required for the work etc, complete as per specification & direction of the Engineer-in-charge. | item366 | 1.39 | Cum | [5 empty] | Full Conversion | INR | [6 empty] | 4.1.8 | [33 empty] | 0 | 0 | #VALUE!
20.11 | PLINTH PROTECTION | [8 empty] | Full Conversion
20.12 | Making plinth protection 50mm thick of cement concrete 1:3:6 (1 cement: 3 coarse sand (zone-III) derived from natural sources : 6 graded stone aggregate 20 mm nominal size derived from natural sources) over 75mm thick bed of dry brick ballast 40 mm nominal size, well rammed and consolidated and grouted with fine sand, including necessary excavation, levelling & dressing & finishing the top smooth. | item367 | 3.13 | Sqm | [5 empty] | Full Conversion | INR | [6 empty] | 4.17 | [33 empty] | 0 | 0 | #VALUE!
20.13 | REINFORCED CEMENT CONCRETE | [8 empty] | Full Conversion
20.14 | Providing and laying in position ready mixed or site batched design mix cement concrete for reinforced cement concrete work; using coarse aggregate and fine aggregate derived from natural sources, Portland Pozzolana / Ordinary Portland /Portland Slag cement, admixtures in recommended proportions as per IS: 9103 to accelerate / retard setting of concrete, to improve durability and workability without impairing strength; including pumping of concrete to site of laying, curing, carriage for all leads; but excluding the cost of centering, shuttering, finishing and reinforcement as per direction of the engineer-in-charge; for the following grades of concrete. Note: Extra cement up to 10% of the minimum specified cement content in design mix shall be payable separately. In case the cement content in design mix is more than 110% of the specified minimum cement content, the contractor shall have discretion to either re design the mix or bear the cost of extra cement All works upto plinth level Concrete of M25 grade with minimum cement content of 330 kg /Cum | item368 | 2.56 | Cum | [5 empty] | Full Conversion | INR | [6 empty] | 5.33.1.1 | [33 empty] | 0 | 0 | #VALUE!
20.15 | All works above plinth level upto floor V level Concrete of M25 grade with minimum cement content of 330 kg /Cum | item369 | 4.23 | Cum | [5 empty] | Full Conversion | INR | [6 empty] | 5.33.2.1 | [33 empty] | 0 | 0 | #VALUE!
20.16 | REINFORCEMENT | [8 empty] | Full Conversion
20.17 | Steel reinforcement for R.C.C. work including straightening, cutting, bending, placing in position and binding all complete upto plinth level. Thermo-Mechanically Treated bars of grade Fe-500D or more. | item370 | 292.78 | Kg | [5 empty] | Full Conversion | INR | [6 empty] | 5.22.6 | [33 empty] | 0 | 0 | #VALUE!
20.18 | Steel reinforcement for R.C.C. work including straightening, cutting, bending, placing in position and binding all complete above plinth level. Thermo-Mechanically Treated bars of grade Fe-500D or more. | item371 | 476.63 | Kg | [5 empty] | Full Conversion | INR | [6 empty] | 5.22A.6 | [33 empty] | 0 | 0 | #VALUE!
20.19 | CENTERING AND SHUTTERING | [8 empty] | Full Conversion
20.2 | Centering and shuttering including strutting, propping etc. and removal of form for Foundations, footings, bases of columns, etc. for mass concrete | item372 | 12.58 | Sqm | [5 empty] | Full Conversion | INR | [6 empty] | 5.9.1 | [33 empty] | 0 | 0 | #VALUE!
20.21 | Centering and shuttering including strutting, propping etc. and removal of form for Suspended floors, roofs, landings, balconies and access platform etc. | item373 | 11.52 | Sqm | [5 empty] | Full Conversion | INR | [6 empty] | 5.9.3 | [33 empty] | 0 | 0 | #VALUE!
20.22 | Centering and shuttering including strutting, propping etc. and removal of form for Lintels, beams, plinth beams, girders, bressumers and cantilevers | item374 | 6.73 | Sqm | [5 empty] | Full Conversion | INR | [6 empty] | 5.9.5 | [33 empty] | 0 | 0 | #VALUE!
20.23 | Centering and shuttering including strutting, propping etc. and removal of form for Columns, Pillars, Piers, Abutments, Posts and Struts | item375 | 13.07 | Sqm | [5 empty] | Full Conversion | INR | [6 empty] | 5.9.6 | [33 empty] | 0 | 0 | #VALUE!
20.24 | BRICKWORK | [8 empty] | Full Conversion
20.25 | Brick work with common burnt clay F.P.S. (non modular) bricks of class designation 7.5 in foundation and plinth in: Cement mortar 1:4 (1 cement : 4 coarse sand). | item376 | 5.15 | Cum | [5 empty] | Full Conversion | INR | [6 empty] | 6.1.1 | [33 empty] | 0 | 0 | #VALUE!
20.26 | Brick work with common burnt clay F.P.S. (non modular) bricks of class designation 7.5 in superstructure above plinth level up to floor V level in all shapes and sizes in : Cement mortar 1:4 (1 cement : 4 coarse sand) | item377 | 6.83 | Cum | [5 empty] | Full Conversion | INR | [6 empty] | 6.4.1 | [33 empty] | 0 | 0 | #VALUE!
20.27 | Half brick masonry with common burnt clay F.P.S. (non modular) bricks of class designation 7.5 in superstructure above plinth level up to floor V level. Cement mortar 1:3 (1 cement :3 coarse sand) | item378 | 24.26 | Sqm | [5 empty] | Full Conversion | INR | [6 empty] | 6.13.1 | [33 empty] | 0 | 0 | #VALUE!
20.28 | PLASTER | [8 empty] | Full Conversion
20.29 | 12 mm cement plaster of mix : 1:4 (1 cement: 4 fine sand) | item379 | 48.51 | Sqm | [5 empty] | Full Conversion | INR | [6 empty] | 13.1.1 | [33 empty] | 0 | 0 | #VALUE!
20.3 | 20 mm cement plaster of mix : 1:6 (1 cement: 6 fine sand) | item380 | 32.67 | Sqm | [5 empty] | Full Conversion | INR | [6 empty] | 13.3.2 | [33 empty] | 0 | 0 | #VALUE!
20.31 | PUTTY & PAINT | [8 empty] | Full Conversion
20.32 | Providing and applying white cement based putty of average thickness 1 mm, of approved brand and manufacturer, over the plastered wall surface to prepare the surface even and smooth complete. | item381 | 48.51 | Sqm | [5 empty] | Full Conversion | INR | [6 empty] | 13.8 | [33 empty] | 0 | 0 | #VALUE!
20.33 | Distempering with 1st quality acrylic distemper (ready mixed) having VOC content less than 50 gms/litre, of approved manufacturer, of required shade and colour complete, as per manufacturer's specification: Two or more coats on new work. | item382 | 48.51 | Sqm | [5 empty] | Full Conversion | INR | [6 empty] | 13.41 | [33 empty] | 0 | 0 | #VALUE!
20.34 | Finishing walls with Acrylic Smooth exterior paint of required shade : New work (Two or more coat applied @ 1.67 ltr/10 sqm over and including priming coat of exterior primer applied @ 2.20 kg/10 sqm) | item383 | 273.4 | Sqm | [5 empty] | Full Conversion | INR | [6 empty] | 13.46 | [33 empty] | 0 | 0 | #VALUE!
20.35 | FLOOR AND WALL TILES | [8 empty] | Full Conversion
20.36 | Providing and laying Vitrified tiles in floor in different sizes (thickness to be specified by the manufacturer) with water absorption less than 0.08% and conforming to IS:15622, of approved brand & manufacturer, in all colours and shade, laid on 20 mm thick cement mortar 1:4 (1 cement: 4 coarse sand) jointing with grey cement slurry @3.3 kg/sqm including grouting the joints with white cement and matching pigments etc. The tiles must be cut with the zero chipping diamond cutter only . Laying of tiles will be done with the notch trowel, plier, wedge, clips of required thickness, leveling system and rubber mallet for placing the tiles gently and easily Glazed Vitrified tiles Matt/Antiskid finish of size Size of Tile 600 x 600 mm | item384 | 9.9 | Sqm | [5 empty] | Full Conversion | INR | [6 empty] | 11.41A.3.1 | [33 empty] | 0 | 0 | #VALUE!
20.37 | Providing and laying Polished Granite stone flooring in required design and patterns, in linear as well as curvilinear portions of the building all complete as per the architectural drawings with 18 mm thick stone slab mover 20 mm (average) thick base of cement mortar 1:4 m(1 cement : 4 coarse sand) laid and jointed with cement mslurry and pointing with white cement slurry admixed mwith pigment of matching shade including rubbing , mcuring and polishing etc. all complete as specified and as directed by the Engineer-in-Charge. Polished Granite stone slab jet Black, Cherry Red, Elite Brown, Cat Eye or equivalent | item385 | 13.86 | Sqm | [5 empty] | Full Conversion | INR | [6 empty] | 11.56.1 | [33 empty] | 0 | 0 | #VALUE!
20.38 | Providing edge moulding to 18 mm thick marble stone counters, Vanities etc., including machine polishing to medge to give high gloss finish etc. complete as per design approved by Engineer-in-Charge. | item386 | 17.6 | Mtr | [5 empty] | Full Conversion | INR | [6 empty] | 8.3.2 | [33 empty] | 0 | 0 | #VALUE!
20.39 | Providing and fixing Ist quality ceramic glazed wall tiles conforming to IS: 15622 (thickness to be specified by the manufacturer), of approved make, in all colours, shades except burgundy, bottle green, black of any size as approved by Engineer-in-Charge, in skirting, risers of steps and dados, over 12 mm thick bed of cement mortar 1:3 (1 cement : 3 coarse sand) and jointing with grey cement slurry @ 3.3kg per sqm, including pointing in white cement mixed with pigment of matching shade complete | item387 | 38.94 | Sqm | [5 empty] | Full Conversion | INR | [6 empty] | 8.31 | [33 empty] | 0 | 0 | #VALUE!
20.4 | DOOR AND WINDOW | [8 empty] | Full Conversion
20.41 | Providing and fixing ISI marked flush door shutters conforming to IS : 2202 (Part I) decorative type, core of block board construction with frame of 1st class hard wood and well matched teak 3 ply veneering with vertical grains or cross bands and face veneers on both faces of shutters. 30 mm thick including ISI marked Stainless Steel butt hinges with necessary screws | item388 | 2.64 | Sqm | [5 empty] | Full Conversion | INR | [6 empty] | 9.20.2 | [33 empty] | 0 | 0 | #VALUE!
20.42 | 'Providing and fixing factory made uPVC glazed/wire mesh windows/ doors comprising of lead free uPVC multi-chambered frame, sash and mullion/coupler (where ever required) extruded profiles having minimum wall thickness of 1.70 mm for Series R1 and R2 profiles and 2.10 mm for Series R3 and R4 profiles conforming to EN: 12608 in any shape, colour and design duly reinforced with galvanized mild steel section made of required shape & size as per CPWD Specification, uPVC extruded glazing beads, interlocks and Inline sash adaptor (where ever required) of appropriate dimension, EPDM gasket, hardware, SS 304 grade fasteners of minimum 8 mm dia with countersunk head, comprising of matching polyamide PA6 grade sleeve for fixing frame to finished wall as per IS 1367: Part 1 to 14, plastic packers, plastic caps and necessary stainless steel screws etc. Profile of frame, sash & mullion (if required) shall be mitred cut and fusion welded/mechanically jointed duly sealed at all corners, including drilling of holes for fixing hardware and drainage of water etc. After fixing frame the gap between frame and adjacent finished wall shall be filled with weather proof silicon sealant over backer rod of approved size and quality, all complete as per approved drawing conforming to CPWD specification & direction of Engineer-in-Charge. Section of steel reinforcement and cross sections of uPVC profiles to be as per design approved by Engineer-in-Charge. Wire mesh / Glazing of plain/ toughened/ laminated/ double glass unit with/without high performance coatings as per design requirements and conforming to IS: 3548 & IS: 16231 shall be paid separately. Note:- Structural design proof checked from a Government Engineering Institute, to be provided by the manufacturer for : (i) Sites with basic wind speed > 45 m/sec as per IS 875- Part 3 (ii) Sites with structure height more than 20m for all wind speeds | [8 empty] | Full Conversion
20.43 | Casement door single panel with zinc alloy (zamak) 3D hinges, multi-point locking system with cylinder, zinc alloy (zamak) powder coated handles on both sides. Using R3 series with frame (55 mm & above) x (50mm & above) & sash (55 mm & above) x (85mm & above) (Height upto 2.5 meter) | item389 | 4.62 | Sqm | [5 empty] | Full Conversion | INR | [6 empty] | 9.147.F1.1 | [33 empty] | 0 | 0 | #VALUE!
20.44 | Ventilator Casement window single panel with or without fixed panel with S S. 304 friction hinges as per size and weight of sash, single point locking zinc alloy (zamak) powder coated handles.Using R1 series with frame (33mm & above ) x (35mm & above) & sash /mullion (33mm & above) x (50 mm & above). (Height upto 0.90 meter). | item390 | 1.98 | Sqm | [5 empty] | Full Conversion | INR | [6 empty] | 9.147.D1.1 | [33 empty] | 0 | 0 | #VALUE!
21 | PH WORKS -MARKETING BUILDING | [8 empty] | Full Conversion
21.01 | Sanitary Fixtures & CP Fittings | [8 empty] | Full Conversion
21.02 | Providing and fixing white vitreous china pedestal type water closet (European type W.C. pan) with seat and lid, 10 litre low level white P.V.C. flushing cistern, including flush pipe, with manually controlled device (handle lever), conforming to IS : 7231, with all fittings and fixtures complete, including cutting and making good the walls and floors wherever required : | [8 empty] | Full Conversion
21.03 | W.C. pan with ISI marked white solid plastic seat and lid | item391 | 2 | Each | [5 empty] | Full Conversion | INR | [6 empty] | 17.2.1 | [33 empty] | 0 | 0 | #VALUE!
21.04 | Providing and fixing white vitreous china flat back or wall corner typelipped front urinal basin of 430x260x350 mm and 340x410x265 mm sizes respectively with automatic flushing cistern with standard flush pipe and C.P. brass spreaders with brass unions and G.I clamps complete, including painting of fittings and brackets, cutting and making good the walls and floors wherever required : | [8 empty] | Full Conversion
21.05 | One urinal basin with 5 litre white P.V.C. automatic flushing cistern | item392 | 2 | Each | [5 empty] | Full Conversion | INR | [6 empty] | 17.4.1 | [33 empty] | 0 | 0 | #VALUE!
21.06 | Providing and fixing wash basin with C.I. brackets, 15 mm C.P. brass pillar taps, 32 mm C.P. brass waste of standard pattern, including painting of fittings and brackets, cutting and making good the walls wherever require | [8 empty] | Full Conversion
21.07 | White Vitreous China Wash basin size 630x450 mm with a pair of 15 mm C.P. brass pillar taps | item393 | 2 | Each | [5 empty] | Full Conversion | INR | [6 empty] | 17.7.1 | [33 empty] | 0 | 0 | #VALUE!
21.08 | Providing and fixing CP Brass 32mm size Bottle Trap of approved quality & make and as per the direction of Engineer-in-charge. | item394 | 2 | Each | [5 empty] | Full Conversion | INR | [6 empty] | 17.22A | [33 empty] | 0 | 0 | #VALUE!
21.09 | Providing and fixing P.V.C. waste pipe for sink or wash basin including P.V.C. waste fittings complete | [8 empty] | Full Conversion
21.1 | Semi rigid pipe | [8 empty] | Full Conversion
21.11 | 32 mm dia | item395 | 1 | Each | [5 empty] | Full Conversion | INR | [6 empty] | 17.28.1.1 | [33 empty] | 0 | 0 | #VALUE!
21.12 | Providing and fixing 600x450 mm beveled edge mirror of superior glass (of approved quality) complete with 6 mm thick hard board ground fixed to wooden cleats with C.P. brass screws and washers complete | item396 | 2 | Each | [5 empty] | Full Conversion | INR | [6 empty] | 17.31 | [33 empty] | 0 | 0 | #VALUE!
21.13 | Providing and fixing 600x120x5 mm glass shelf with edges round off, supported on anodised aluminium angle frame with C.P. brass brackets and guard rail complete fixed with 40 mm long screws, rawl Plugs etc., complete. | item397 | 2 | Each | [5 empty] | Full Conversion | INR | [6 empty] | 17.33 | [33 empty] | 0 | 0 | #VALUE!
21.14 | Providing and fixing C.P. brass stop cock (concealed) of standard design and of approved make conforming to IS:8931 | [8 empty] | Full Conversion
21.15 | 15 mm nominal bore | item398 | 2 | Each | [5 empty] | Full Conversion | INR | [6 empty] | 18.52.1 | [33 empty] | 0 | 0 | #VALUE!
21.16 | Providing and fixing C.P. brass long body bib cock of approved quality conforming to IS standards and weighing not less than 690 gms. | [8 empty] | Full Conversion
21.17 | 15 mm nominal bore | item399 | 4 | Each | [5 empty] | Full Conversion | INR | [6 empty] | 18.51.1 | [33 empty] | 0 | 0 | #VALUE!
21.18 | 15 mm CP Bib Cock with wall flange (T5004A1 Bib Cock Uno) | item400 | 4 | Each | [5 empty] | Full Conversion | INR | [6 empty] | DSR Analysis | [33 empty] | 0 | 0 | #VALUE!
21.19 | 15mm CP Angular Stop Cock (T5007A1 UNO-ANGLE VALVE) | item401 | 4 | Each | [5 empty] | Full Conversion | INR | [6 empty] | DSR Analysis | [33 empty] | 0 | 0 | #VALUE!
21.2 | Health Faucet (E8354A1 -Slimline Eay Cleaning) | item402 | 2 | Each | [5 empty] | Full Conversion | INR | [6 empty] | DSR Analysis | [33 empty] | 0 | 0 | #VALUE!
21.21 | Providing and fixing PTMT towel ring trapezoidal shape 215 mm long, 200 mm wide with minimum distances of 37 mm from wall face with concealed fittings arrangement of approved quality and colour, weighing not less than 88 gms. | item403 | 2 | Each | [5 empty] | Full Conversion | INR | [6 empty] | 17.72 | [33 empty] | 0 | 0 | #VALUE!
21.22 | Providing and fixing toilet paper holder : | [8 empty] | Full Conversion
21.23 | C.P. brass | item404 | 2 | Each | [5 empty] | Full Conversion | INR | [6 empty] | 17.34.1 | [33 empty] | 0 | 0 | #VALUE!
21.24 | Providing and fixing PTMT soap Dish Holder having length of 138 mm, breadth 102 mm, height of 75 mm with concealed fitting arrangements, weighing not less than 106 gms | item405 | 2 | Each | [5 empty] | Full Conversion | INR | [6 empty] | 18.65 | [33 empty] | 0 | 0 | #VALUE!
21.25 | SS Grating with/without waste pipe hole | item406 | 6 | Each | [5 empty] | Full Conversion | INR | [6 empty] | DSR Analysis | [33 empty] | 0 | 0 | #VALUE!
21.26 | G2007A1 Urinal Valve Auto Closing System | item407 | 2 | Each | [5 empty] | Full Conversion | INR | [6 empty] | DSR Analysis | [33 empty] | 0 | 0 | #VALUE!
21.27 | T9809A1 OH Shower ABSSS202 Arm8w F125 | item408 | 2 | Each | [5 empty] | Full Conversion | INR | [6 empty] | DSR Analysis | [33 empty] | 0 | 0 | #VALUE!
21.28 | Providing and fixing Chlorinated Polyvinyl Chloride (CPVC) pipes, having thermal stability for hot & cold water supply, including all CPVC plain & brass threaded fittings, i/c fixing the pipe with clamps at 1.00 m spacing. This includes jointing of pipes & fittings with one step CPVC solvent cement and the cost of cutting chases and making good the same including testing of joints complete as per direction of Engineer in Charge. Concealed work, including cutting chases and making good the walls etc. | [8 empty] | Full Conversion
21.29 | 15 mm nominal dia Pipes | item409 | 15 | Mtr | [5 empty] | Full Conversion | INR | [6 empty] | 18.8.1 | [33 empty] | 0 | 0 | #VALUE!
21.3 | 20 mm nominal dia Pipes | item410 | 20 | Mtr | [5 empty] | Full Conversion | INR | [6 empty] | 18.8.2 | [33 empty] | 0 | 0 | #VALUE!
21.31 | 25 mm nominal dia Pipes | item411 | 10 | Mtr | [5 empty] | Full Conversion | INR | [6 empty] | 18.8.3 | [33 empty] | 0 | 0 | #VALUE!
21.32 | Providing and fixing Chlorinated Polyvinyl Chloride (CPVC) pipes, having thermal stability for hot & cold water supply including all CPVC plain & brass threadedfittingsThis includes jointing of pipes & fittings with onestep CPVC solvent cement, trenching, refilling & testing of joints complete as per direction of Engineer in Charge. | [8 empty] | Full Conversion
21.33 | (External work) | [8 empty] | Full Conversion
21.34 | 32 mm nominal dia Pipes-(for supply to OHT) | item412 | 20 | Mtr | [5 empty] | Full Conversion | INR | [6 empty] | 18.9.4 | [33 empty] | 0 | 0 | #VALUE!
21.35 | Providing all materials, labour, T&P for fitting & fixing of following Brass Ball Valves confirming to per ASTM D-2467 in all floor & fixing with the pipes after cutting the pipes to required shape & size including wastage etc. of following nominal diameter, all complete including testing the joints with required water pressure.The cost inclusive of all ,duties,transportation scaffolding etc. all complete as per specification and direction of Engineer-in-charge. | [8 empty] | Full Conversion
21.36 | 25mm dia | item413 | 4 | No | [5 empty] | Full Conversion | INR | [6 empty] | DSR Analysis | [33 empty] | 0 | 0 | #VALUE!
21.37 | 32mm dia | item414 | 4 | No | [5 empty] | Full Conversion | INR | [6 empty] | DSR Analysis | [33 empty] | 0 | 0 | #VALUE!
21.38 | Fixing water meter and stop cock in G.I. pipe line including cutting and threading the pipe and making long screws etc. complete (cost of water meter and stop cock to be paid separately) | item415 | 1 | Each | [5 empty] | Full Conversion | INR | [6 empty] | 18.14 | [33 empty] | 0 | 0 | #VALUE!
21.39 | Providing and fixing brass ferrule with C.I. mouth cover including boring and tapping the main | [8 empty] | Full Conversion
21.4 | 25 mm nominal bore | item416 | 1 | Each | [5 empty] | Full Conversion | INR | [6 empty] | 18.20.3 | [33 empty] | 0 | 0 | #VALUE!
21.41 | Cutting holes up to 15x15 cm in R.C.C. floors and roofs for passing drain pipe etc. and repairing the hole after insertion of drain pipe etc. with cement concrete 1:2:4 (1 cement : 2 coarse sand : 4 graded stone aggregate 20 mm nominal size), including finishing complete so as to make it leak proof | item417 | 2 | Each | [5 empty] | Full Conversion | INR | [6 empty] | 18.77 | [33 empty] | 0 | 0 | #VALUE!
21.42 | Supplying all materials, labour, T&P, fitting and fixing uPVC SWR pipes of approved make confirming to IS-13592/1992, both below & above ground level or fixing on wall surface in all floors including all , duties, transportation & scaffolding etc. all complete as per specification & direction of the Engineer-in-charge. | [8 empty] | Full Conversion
21.43 | 110 mm SWR pipe (Type-B) | item418 | 34 | Mtr | [5 empty] | Full Conversion | INR | [6 empty] | DSR Analysis | [33 empty] | 0 | 0 | #VALUE!
21.44 | 75 mm SWR pipe (Type-B) | item419 | 30 | Mtr | [5 empty] | Full Conversion | INR | [6 empty] | DSR Analysis | [33 empty] | 0 | 0 | #VALUE!
21.45 | Supplying all materials, labour, T&P, fitting and fixing of following dia uPVC SWR (Ringfit) fittings of approved make confirming to IS-14735 in all floor with all duties, transportation & requisite testing as per specification & direction of EIC. | [8 empty] | Full Conversion
21.46 | 110mm Single Y | item420 | 5 | No | [5 empty] | Full Conversion | INR | [6 empty] | DSR Analysis | [33 empty] | 0 | 0 | #VALUE!
21.47 | 110mm Single Y with Door | item421 | 5 | No | [5 empty] | Full Conversion | INR | [6 empty] | DSR Analysis | [33 empty] | 0 | 0 | #VALUE!
21.48 | 110 mm 900 Bend | item422 | 5 | No | [5 empty] | Full Conversion | INR | [6 empty] | DSR Analysis | [33 empty] | 0 | 0 | #VALUE!
21.49 | 110x75mm Reducing TEE | item423 | 5 | No | [5 empty] | Full Conversion | INR | [6 empty] | DSR Analysis | [33 empty] | 0 | 0 | #VALUE!
21.5 | 110mm Single TEE | item424 | 10 | No | [5 empty] | Full Conversion | INR | [6 empty] | DSR Analysis | [33 empty] | 0 | 0 | #VALUE!
21.51 | 110mm coupler | item425 | 12 | No | [5 empty] | Full Conversion | INR | [6 empty] | DSR Analysis | [33 empty] | 0 | 0 | #VALUE!
21.52 | 110x75mm Floor Trap | item426 | 15 | No | [5 empty] | Full Conversion | INR | [6 empty] | DSR Analysis | [33 empty] | 0 | 0 | #VALUE!
21.53 | 75mm Single Y | item427 | 3 | No | [5 empty] | Full Conversion | INR | [6 empty] | DSR Analysis | [33 empty] | 0 | 0 | #VALUE!
21.54 | 75mm Single Y with Door | item428 | 3 | No | [5 empty] | Full Conversion | INR | [6 empty] | DSR Analysis | [33 empty] | 0 | 0 | #VALUE!
21.55 | 75 mm 450 Bend | item429 | 10 | No | [5 empty] | Full Conversion | INR | [6 empty] | DSR Analysis | [33 empty] | 0 | 0 | #VALUE!
21.56 | 75mm coupler | item430 | 10 | No | [5 empty] | Full Conversion | INR | [6 empty] | DSR Analysis | [33 empty] | 0 | 0 | #VALUE!
21.57 | 75mm Single TEE | item431 | 10 | No | [5 empty] | Full Conversion | INR | [6 empty] | DSR Analysis | [33 empty] | 0 | 0 | #VALUE!
21.58 | 75 mm 87.50 Bend | item432 | 10 | No | [5 empty] | Full Conversion | INR | [6 empty] | DSR Analysis | [33 empty] | 0 | 0 | #VALUE!
21.59 | 75 mm 87.50 Bend with door | item433 | 5 | No | [5 empty] | Full Conversion | INR | [6 empty] | DSR Analysis | [33 empty] | 0 | 0 | #VALUE!
21.6 | 110x75mm Multi Trap | item434 | 5 | No | [5 empty] | Full Conversion | INR | [6 empty] | DSR Analysis | [33 empty] | 0 | 0 | #VALUE!
21.61 | 110/75mm pvc clip | item435 | 12 | No | [5 empty] | Full Conversion | INR | [6 empty] | DSR Analysis | [33 empty] | 0 | 0 | #VALUE!
21.62 | 110/75mm cowl | item436 | 4 | No | [5 empty] | Full Conversion | INR | [6 empty] | DSR Analysis | [33 empty] | 0 | 0 | #VALUE!
21.63 | Providing, lowering, laying, aligning, fixing in position and jointing at all level/ depths full round HDPE DWC (DOUBLE WALL CORRUGATED WITH IN-LINE SOCKETED PIPE (WITH RUBBER RING)) pipes of SN8 grade as per IS 16098 (Part 2) amended upto date in trenches in complete including all material, labour, sectional hydro testing (including the cost and conveyance of water to site for testing) and commissioning as per Technical Specifications, drawings and as per directionon of Engineer in charge. Note : E/w to be measured and paid separately. (Excluding cost for earth work & back filling which shall be paid separately) | [8 empty] | Full Conversion
21.64 | 150mm (NB) dia | item437 | 3 | Mtr | [5 empty] | Full Conversion | INR | [6 empty] | DSR Analysis | [33 empty] | 0 | 0 | #VALUE!
21.65 | Constructing brick masonry chamber for underground C.I. inspection chamber and bends with bricks in cement mortar 1:4 (1 cement : 4 coarse sand) C.I. cover with frame (light duty) 500x700 mm internal dimensions, total weight of cover with frame to be not less than 38 kg (weight of cover 23 kg and weight of frame 15 kg), R.C.C. top slab with 1:1.5:3 mix (1 cement : 1.5 fine sand : 3 graded stone aggregate 20 mm nominal size), foundation concrete 1:5:10 (1 cement : 5 fine sand : 10 graded stone aggregate 40 mm nominal size), inside plastering 12 mm thick with cement mortar 1:3 (1 cement : 3 coarse sand), finished smooth with a floating coat of neat cement on walls and bed concrete etc. complete as per standard design | [8 empty] | Full Conversion
21.66 | Inside dimensions 500x700 mm and 45 cm deep for pipe line with one or two inlets : | [8 empty] | Full Conversion
21.67 | With common burnt clay F.P.S. (non modular) bricks of class designation 7.5 | item438 | 1 | Each | [5 empty] | Full Conversion | INR | [6 empty] | 19.30.2.1 | [33 empty] | 0 | 0 | #VALUE!
21.68 | Extra for depth beyond 45 cm of brick masonry chamber : | [8 empty] | Full Conversion
21.69 | For 500x700 mm size | [8 empty] | Full Conversion
21.7 | With common burnt clay F.P.S. (non modular) bricks of class designation 7.5 | item439 | 0.3 | Mtr | [5 empty] | Full Conversion | INR | [6 empty] | 19.31.2.1 | [33 empty] | 0 | 0 | #VALUE!
21.71 | SARITA 3 Layer Blow Tank 750 Ltr Blue-MAKE "ASTRAL" | item440 | 2 | No. | [5 empty] | Full Conversion | INR | [6 empty] | DSR Analysis | [33 empty] | 0 | 0 | #VALUE!
22 | Reconstruction of Bastion (Area = 35 Sqm) | [8 empty] | Full Conversion
22.01 | EXCAVATION AND FILLING | [8 empty] | Full Conversion
22.02 | Earth work in excavation by mechanical means (Hydraulic excavator)/ manual means over areas (exceeding 30 cm in depth, 1.5 m in width as well as 10 sqm on plan) including getting out and disposal of excavated earth lead upto 50 m and lift upto 1.5 m, as directed by Engineer-in charge. All kinds of soil | item441 | 89.94 | Cum | [5 empty] | Full Conversion | INR | [6 empty] | 2.6.1 | [33 empty] | 0 | 0 | #VALUE!
22.03 | Filling available excavated earth (excluding rock) in trenches, plinth, sides of foundations etc. in layers not exceeding 20cm in depth, consolidating each deposited layer by ramming and watering, lead up to 50 m and lift upto 1.5 m. | item442 | 92.62 | Cum | [5 empty] | Full Conversion | INR | [6 empty] | 2.25 | [33 empty] | 0 | 0 | #VALUE!
22.04 | Supplying and filling in plinth with sand under floors, including watering, ramming, consolidating and dressing complete. | item443 | 9.63 | Cum | [5 empty] | Full Conversion | INR | [6 empty] | 2.27 | [33 empty] | 0 | 0 | #VALUE!
22.05 | ANTI-TERMITE TREATMENT | [8 empty] | Full Conversion
22.06 | Treatment of soil under using chemical emulsion @ 0.5 litre per sqm, With Chlorpyriphos/Lindane E.C. 20% with 1% concentration. | item444 | 101.47 | Sqm | [5 empty] | Full Conversion | INR | [6 empty] | DSR Analysis | [33 empty] | 0 | 0 | #VALUE!
22.07 | BRICK SOLING | [8 empty] | Full Conversion
22.08 | Brick Soling: Dry brick pitching half brick thick in drains including supply of bricks and preparing the surface complete : With common burnt clay F.P.S. (non modular) bricks of class designation 7.5 | item445 | 52.76 | Sqm | [5 empty] | Full Conversion | INR | [6 empty] | 16.12 | [33 empty] | 0 | 0 | #VALUE!
22.09 | PLAIN CEMENT CONCRETE | [8 empty] | Full Conversion
22.1 | Plain Cement concrete (1:4:8)in foundation and floors using 4cm(1½”) size hard crusher broken granite stone metal of approved quality and from approved quarry including lowering, laying concrete, watering, curing etc, complete to required levels laid in layers not exceeding 0’-6” thick in each layer including cost, conveyances, royalties, taxes of all materials and cost of all labour with T&P required for the work etc, complete as per specification & direction of the Engineer-in-charge. | item446 | 7.2 | Cum | [5 empty] | Full Conversion | INR | [6 empty] | 4.1.8 | [33 empty] | 0 | 0 | #VALUE!
22.11 | PLINTH PROTECTION | [8 empty] | Full Conversion
22.12 | Making plinth protection 50mm thick of cement concrete 1:3:6 (1 cement: 3 coarse sand (zone-III) derived from natural sources : 6 graded stone aggregate 20 mm nominal size derived from natural sources) over 75mm thick bed of dry brick ballast 40 mm nominal size, well rammed and consolidated and grouted with fine sand, including necessary excavation, levelling & dressing & finishing the top smooth. | item447 | 15.31 | Sqm | [5 empty] | Full Conversion | INR | [6 empty] | 4.17 | [33 empty] | 0 | 0 | #VALUE!
22.13 | REINFORCED CEMENT CONCRETE | [8 empty] | Full Conversion
22.14 | Providing and laying in position ready mixed or site batched design mix cement concrete for reinforced cement concrete work; using coarse aggregate and fine aggregate derived from natural sources, Portland Pozzolana / Ordinary Portland /Portland Slag cement, admixtures in recommended proportions as per IS: 9103 to accelerate / retard setting of concrete, to improve durability and workability without impairing strength; including pumping of concrete to site of laying, curing, carriage for all leads; but excluding the cost of centering, shuttering, finishing and reinforcement as per direction of the engineer-in-charge; for the following grades of concrete. Note: Extra cement up to 10% of the minimum specified cement content in design mix shall be payable separately. In case the cement content in design mix is more than 110% of the specified minimum cement content, the contractor shall have discretion to either re design the mix or bear the cost of extra cement All works upto plinth level Concrete of M25 grade with minimum cement content of 330 kg /Cum | item448 | 11.52 | Cum | [5 empty] | Full Conversion | INR | [6 empty] | 5.33.1.1 | [33 empty] | 0 | 0 | #VALUE!
22.15 | All works above plinth level upto floor V level Concrete of M25 grade with minimum cement content of 330 kg /Cum | item449 | 29.21 | Cum | [5 empty] | Full Conversion | INR | [6 empty] | 5.33.2.1 | [33 empty] | 0 | 0 | #VALUE!
22.16 | REINFORCEMENT | [8 empty] | Full Conversion
22.17 | Steel reinforcement for R.C.C. work including straightening, cutting, bending, placing in position and binding all complete upto plinth level. Thermo-Mechanically Treated bars of grade Fe-500D or more. | item450 | 1341.63 | Kg | [5 empty] | Full Conversion | INR | [6 empty] | 5.22.6 | [33 empty] | 0 | 0 | #VALUE!
22.18 | Steel reinforcement for R.C.C. work including straightening, cutting, bending, placing in position and binding all complete above plinth level. Thermo-Mechanically Treated bars of grade Fe-500D or more. | item451 | 3464.98 | Kg | [5 empty] | Full Conversion | INR | [6 empty] | 5.22A.6 | [33 empty] | 0 | 0 | #VALUE!
22.19 | CENTERING AND SHUTTERING | [8 empty] | Full Conversion
22.2 | Centering and shuttering including strutting, propping etc. and removal of form for Foundations, footings, bases of columns, etc. for mass concrete | item452 | 42.27 | Sqm | [5 empty] | Full Conversion | INR | [6 empty] | 5.9.1 | [33 empty] | 0 | 0 | #VALUE!
22.21 | Centering and shuttering including strutting, propping etc. and removal of form for Suspended floors, roofs, landings, balconies and access platform etc. | item453 | 88.34 | Sqm | [5 empty] | Full Conversion | INR | [6 empty] | 5.9.3 | [33 empty] | 0 | 0 | #VALUE!
22.22 | Centering and shuttering including strutting, propping etc. and removal of form for Lintels, beams, plinth beams, girders, bressumers and cantilevers | item454 | 87.32 | Sqm | [5 empty] | Full Conversion | INR | [6 empty] | 5.9.5 | [33 empty] | 0 | 0 | #VALUE!
22.23 | Centering and shuttering including strutting, propping etc. and removal of form for Columns, Pillars, Piers, Abutments, Posts and Struts | item455 | 92.07 | Sqm | [5 empty] | Full Conversion | INR | [6 empty] | 5.9.6 | [33 empty] | 0 | 0 | #VALUE!
22.24 | BRICKWORK | [8 empty] | Full Conversion
22.25 | Brick work with common burnt clay F.P.S. (non modular) bricks of class designation 7.5 in foundation and plinth in: Cement mortar 1:4 (1 cement : 4 coarse sand). | item456 | 20.37 | Cum | [5 empty] | Full Conversion | INR | [6 empty] | 6.1.1 | [33 empty] | 0 | 0 | #VALUE!
22.26 | Brick work with common burnt clay F.P.S. (non modular) bricks of class designation 7.5 in superstructure above plinth level up to floor V level in all shapes and sizes in : Cement mortar 1:4 (1 cement : 4 coarse sand) | item457 | 31.16 | Cum | [5 empty] | Full Conversion | INR | [6 empty] | 6.4.1 | [33 empty] | 0 | 0 | #VALUE!
22.27 | Half brick masonry with common burnt clay F.P.S. (non modular) bricks of class designation 7.5 in superstructure above plinth level up to floor V level. Cement mortar 1:3 (1 cement :3 coarse sand) | item458 | 25.83 | Sqm | [5 empty] | Full Conversion | INR | [6 empty] | 6.13.1 | [33 empty] | 0 | 0 | #VALUE!
22.28 | PLASTER | [8 empty] | Full Conversion
22.29 | 6 mm cement plaster of mix : 1:3 (1 cement : 3 fine sand) | item459 | 101.95 | Sqm | [5 empty] | Full Conversion | INR | [6 empty] | 13.16.1 | [33 empty] | 0 | 0 | #VALUE!
22.3 | 12 mm cement plaster of mix : 1:4 (1 cement: 4 fine sand) | item460 | 141.64 | Sqm | [5 empty] | Full Conversion | INR | [6 empty] | 13.1.1 | [33 empty] | 0 | 0 | #VALUE!
22.31 | 20 mm cement plaster of mix : 1:6 (1 cement: 6 fine sand) | item461 | 181.54 | Sqm | [5 empty] | Full Conversion | INR | [6 empty] | 13.3.2 | [33 empty] | 0 | 0 | #VALUE!
22.32 | PUTTY & PAINT | [8 empty] | Full Conversion
22.33 | Providing and applying white cement based putty of average thickness 1 mm, of approved brand and manufacturer, over the plastered wall surface to prepare the surface even and smooth complete. | item462 | 425.13 | Sqm | [5 empty] | Full Conversion | INR | [6 empty] | 13.8 | [33 empty] | 0 | 0 | #VALUE!
22.34 | Distempering with 1st quality acrylic distemper (ready mixed) having VOC content less than 50 gms/litre, of approved manufacturer, of required shade and colour complete, as per manufacturer's specification: Two or more coats on new work. | item463 | 243.58 | Sqm | [5 empty] | Full Conversion | INR | [6 empty] | 13.41 | [33 empty] | 0 | 0 | #VALUE!
22.35 | Finishing walls with Acrylic Smooth exterior paint of required shade : New work (Two or more coat applied @ 1.67 ltr/10 sqm over and including priming coat of exterior primer applied @ 2.20 kg/10 sqm) | item464 | 181.54 | Sqm | [5 empty] | Full Conversion | INR | [6 empty] | 13.46 | [33 empty] | 0 | 0 | #VALUE!
22.36 | Painting with synthetic enamel paint of approved brand and manufacture to give an even shade : Two or more coats on new work | item465 | 5.45 | Sqm | [5 empty] | Full Conversion | INR | [6 empty] | 13.62 | [33 empty] | 0 | 0 | #VALUE!
22.37 | FLOOR AND WALL TILES | [8 empty] | Full Conversion
22.38 | Providing and laying vitrified floor tiles in different sizes (thickness to be specified by the manufacturer) with water absorption less than 0.08% and conforming to IS: 15622, of approved make, in all colours and shades, laid on 20mm thick cement mortar 1:4 (1 cement : 4 coarse sand), jointing with grey cement slurry @ 3.3 kg/ sqm including grouting the joints with white cement and matching pigments etc., complete. Size of Tile 600x600 mm | item466 | 33.96 | Sqm | [5 empty] | Full Conversion | INR | [6 empty] | 11.41.2 | [33 empty] | 0 | 0 | #VALUE!
22.39 | Providing and laying Vitrified tiles in floor in different sizes (thickness to be specified by the manufacturer) with water absorption less than 0.08% and conforming to IS:15622, of approved brand & manufacturer, in all colours and shade, laid on 20 mm thick cement mortar 1:4 (1 cement: 4 coarse sand) jointing with grey cement slurry @3.3 kg/sqm including grouting the joints with white cement and matching pigments etc. The tiles must be cut with the zero chipping diamond cutter only . Laying of tiles will be done with the notch trowel, plier, wedge, clips of required thickness, leveling system and rubber mallet for placing the tiles gently and easily Glazed Vitrified tiles Matt/Antiskid finish of size Size of Tile 600 x 600 mm | item467 | 4.13 | Sqm | [5 empty] | Full Conversion | INR | [6 empty] | 11.41A.3.1 | [33 empty] | 0 | 0 | #VALUE!
22.4 | Providing and laying Polished Granite stone flooring in required design and patterns, in linear as well as curvilinear portions of the building all complete as per the architectural drawings with 18 mm thick stone slab mover 20 mm (average) thick base of cement mortar 1:4 m(1 cement : 4 coarse sand) laid and jointed with cement mslurry and pointing with white cement slurry admixed mwith pigment of matching shade including rubbing , mcuring and polishing etc. all complete as specified and as directed by the Engineer-in-Charge. Polished Granite stone slab jet Black, Cherry Red, Elite Brown, Cat Eye or equivalent | item468 | 4.62 | Sqm | [5 empty] | Full Conversion | INR | [6 empty] | 11.56.1 | [33 empty] | 0 | 0 | #VALUE!
22.41 | Providing edge moulding to 18 mm thick marble stone counters, Vanities etc., including machine polishing to medge to give high gloss finish etc. complete as per design approved by Engineer-in-Charge. | item469 | 4.4 | Mtr | [5 empty] | Full Conversion | INR | [6 empty] | 8.3.2 | [33 empty] | 0 | 0 | #VALUE!
22.42 | Providing and fixing Ist quality ceramic glazed wall tiles conforming to IS: 15622 (thickness to be specified by the manufacturer), of approved make, in all colours, shades except burgundy, bottle green, black of any size as approved by Engineer-in-Charge, in skirting, risers of steps and dados, over 12 mm thick bed of cement mortar 1:3 (1 cement : 3 coarse sand) and jointing with grey cement slurry @ 3.3kg per sqm, including pointing in white cement mixed with pigment of matching shade complete | item470 | 18.48 | Sqm | [5 empty] | Full Conversion | INR | [6 empty] | 8.31 | [33 empty] | 0 | 0 | #VALUE!
22.43 | Tile work in skirting, risers of steps and dado up to 2 m height over 12 mm thick bed of cement mortar 1:3 (1 cement :3 coarse sand) and jointed with grey cement slurry @ 3.3 kg/sqm, including pointing in white cement mixed with pigment of matching shade complete.Marble tiles (polished) Raj Nagar.8 mm thick. | item471 | 3.96 | Sqm | [5 empty] | Full Conversion | INR | [6 empty] | 11.22.1.1 | [33 empty] | 0 | 0 | #VALUE!
22.44 | DOOR AND WINDOW | [8 empty] | Full Conversion
22.45 | Providing and fixing 1mm thick M.S. sheet door with frame of 40x40x6 mm angle iron and 3 mm M.S. gusset plates at the junctions and corners, all necessary fittings complete, including applying a priming coat of approved steel primer. Using M.S. angels 40x40x6 mm for diagonal braces | item472 | 5.54 | Sqm | [5 empty] | Full Conversion | INR | [6 empty] | 10.5.1 | [33 empty] | 0 | 0 | #VALUE!
22.46 | Providing and fixing ISI marked flush door shutters conforming to IS : 2202 (Part I) decorative type, core of block board construction with frame of 1st class hard wood and well matched teak 3 ply veneering with vertical grains or cross bands and face veneers on both faces of shutters. 30 mm thick including ISI marked Stainless Steel butt hinges with necessary screws | item473 | 2.31 | Sqm | [5 empty] | Full Conversion | INR | [6 empty] | 9.20.2 | [33 empty] | 0 | 0 | #VALUE!
22.47 | Providing and fixing factory made uPVC glazed/wire mesh windows/ doors comprising of lead free uPVC multi-chambered frame, sash and mullion/coupler (where ever required) extruded profiles having minimum wall thickness of 1.70 mm for Series R1 and R2 profiles and 2.10 mm for Series R3 and R4 profiles conforming to EN: 12608 in any shape, colour and design duly reinforced with galvanized mild steel section made of required shape & size as per CPWD Specification, uPVC extruded glazing beads, interlocks and Inline sash adaptor (where ever required) of appropriate dimension, EPDM gasket, hardware, SS 304 grade fasteners of minimum 8 mm dia with countersunk head, comprising of matching polyamide PA6 grade sleeve for fixing frame to finished wall as per IS 1367: Part 1 to 14, plastic packers, plastic caps and necessary stainless steel screws etc. Profile of frame, sash & mullion (if required) shall be mitred cut and fusion welded/mechanically jointed duly sealed at all corners, including drilling of holes for fixing hardware and drainage of water etc. After fixing frame the gap between frame and adjacent finished wall shall be filled with weather proof silicon sealant over backer rod of approved size and quality, all complete as per approved drawing conforming to CPWD specification & direction of Engineer-in-Charge. Section of steel reinforcement and cross sections of uPVC profiles to be as per design approved by Engineer-in-Charge. Wire mesh / Glazing of plain/ toughened/ laminated/ double glass unit with/without high performance coatings as per design requirements and conforming to IS: 3548 & IS: 16231 shall be paid separately. Note:- Structural design proof checked from a Government Engineering Institute, to be provided by the manufacturer for : (i) Sites with basic wind speed > 45 m/sec as per IS 875- Part 3 (ii) Sites with structure height more than 20m for all wind speeds | [8 empty] | Full Conversion
22.48 | Two track two panels sliding window with Aluminium channel for roller track, wool pile, nylon rollers with SS 304 body.Using R3 series with frame (55mm & above) x (40mm & above) & sash (30mm & above) x (55mm & above) with zinc alloy (zamak) powder coated handle on every panel along with multi-point locking system (Height upto 1.8m) | item474 | 4.95 | Sqm | [5 empty] | Full Conversion | INR | [6 empty] | 9.147.A1.2 | [33 empty] | 0 | 0 | #VALUE!
22.49 | Ventilator Casement window single panel with or without fixed panel with S S. 304 friction hinges as per size and weight of sash, single point locking zinc alloy (zamak) powder coated handles.Using R1 series with frame (33mm & above ) x (35mm & above) & sash /mullion (33mm & above) x (50 mm & above). (Height upto 0.90 meter). | item475 | 0.99 | Sqm | [5 empty] | Full Conversion | INR | [6 empty] | 9.147.D1.1 | [33 empty] | 0 | 0 | #VALUE!
22.5 | STEEL | [8 empty] | Full Conversion
22.51 | Steel work welded in built up sections/ framed work, including cutting, hoisting, fixing in position and applying a priming coat of approved steel primer using structural steel etc. as required. In stringers, treads, landings etc. of stair cases, including use of chequered plate wherever required, all complete. | item476 | 211.31 | Kg | [5 empty] | Full Conversion | INR | [6 empty] | 10.25.1 | [33 empty] | 0 | 0 | #VALUE!
22.52 | Steel work welded in built up sections/ framed work, including cutting, hoisting, fixing in position and applying a priming coat of approved steel primer using structural steel etc. as required. In gratings, frames, guard bar, ladder, railings, brackets, gates and similar works | item477 | 133.05 | Kg | [5 empty] | Full Conversion | INR | [6 empty] | 10.25.2 | [33 empty] | 0 | 0 | #VALUE!
22.53 | Providing and fixing M.S. grills of required pattern in frames of windows etc. with M.S. flats, square or round bars etc. including priming coat with approved steel primer all complete. Fixed to openings /wooden frames with rawl plugs screws etc. | item478 | 74.25 | Kg | [5 empty] | Full Conversion | INR | [6 empty] | 9.48.2 | [33 empty] | 0 | 0 | #VALUE!
22.54 | Providing and fixing fly proof galvanized M.S. wire gauge to windows and clerestory windows using wire gauge with average width of aperture 1.4 mm in both directions with wire of dia 0.63 mm all complete. With 12 mm mild steel U beading | item479 | 4.95 | Sqm | [5 empty] | Full Conversion | INR | [6 empty] | 9.51.2 | [33 empty] | 0 | 0 | #VALUE!
22.55 | Providing and fixing M.S. fan clamp type I or II of 16 mm dia M.S. bar, bent to shape with hooked ends in R.C.C. slabs or beams during laying, including painting the exposed portion of loop, all as per standard design complete. | item480 | 1 | Each | [5 empty] | Full Conversion | INR | [6 empty] | 10.17 | [33 empty] | 0 | 0 | #VALUE!
22.56 | WATER PROOFING | [8 empty] | Full Conversion
22.57 | Providing and laying water proofing treatment on roofs of slabs by applying cement slurry mixed with water proofing cement compound consisting of applying:(a) after surface preparation, first layer of slurry of cement @ 0.488 kg/sqm mixed with water proofing cement compound @ 0.253 kg/sqm. (b) laying second layer of Fibre glass cloth when the first layer is still green. Overlaps of joints of fibre cloth should not be less than 10 cm. (c) third layer of 1.5 mm thickness consisting of slurry of cement @ 1.289 kg/sqm mixed with water proofing cement compound @ 0.670 kg/sqm and coarse sand @ 1.289 kg/sqm. This will be allowed to air cure for 4 hours followed by water curing for 48 hours. The entire treatment will be taken upto 30 cm on parapet wall and tucked into groove in parapet all around. (d) fourth and final layer of brick tiling with cement mortar (which will be paid for separately. For the purpose of measurement the entire treated surface will be measured. | item481 | 44.8 | Sqm | [5 empty] | Full Conversion | INR | [6 empty] | 22.6 | [33 empty] | 0 | 0 | #VALUE!
22.58 | MISCELLANEOUS ITEMS | [8 empty] | Full Conversion
22.59 | Providing and fixing chromium plated brass curtain rod having wall thickness of 1.25mm with two chromium plated brass brackets fixed with C.P. brass screws and PVC sleeves etc., wherever necessary complete : 20 mm dia | item482 | 4.62 | Mtr | [5 empty] | Full Conversion | INR | [6 empty] | 9.46 | [33 empty] | 0 | 0 | #VALUE!
22.6 | Providing and fixing aluminium die cast body tubular type universal hydraulic door closer (having brand logo with ISI, IS : 3564, embossed on the body, door weight upto 35 kg and door width upto 700 mm), with necessary accessories and screws etc. complete. | item483 | 1 | Each | [5 empty] | Full Conversion | INR | [6 empty] | 9.83 | [33 empty] | 0 | 0 | #VALUE!
22.61 | Providing and fixing 18 mm thick gang saw cut, mirror polished, premoulded and prepolished, machine cut for kitchen platforms, vanity counters, window sills, facias and similar locations of required size, approved shade, colour and texture laid over 20 mm thick base cement mortar 1:4 (1 cement : 4 coarse sand), joints treated with white cement, mixed with matching pigment, epoxy touch ups, including rubbing, curing, moulding and polishing to edges to give high gloss finish etc. complete at all levels. Granite stone slab all colour and texture except black, Cherry/ Ruby red. Area of slab over 0.50 sqm | item484 | 1.65 | Sqm | [5 empty] | Full Conversion | INR | [6 empty] | 8.2.3.2 | [33 empty] | 0 | 0 | #VALUE!
23 | PH WORKS -BASTION | [8 empty] | Full Conversion
23.01 | Sanitary Fixtures & CP Fittings | [8 empty] | Full Conversion
23.02 | Providing and fixing white vitreous china pedestal type water closet (European type W.C. pan) with seat and lid, 10 litre low level white P.V.C. flushing cistern, including flush pipe, with manually controlled device (handle lever), conforming to IS : 7231, with all fittings and fixtures complete, including cutting and making good the walls and floors wherever required : | [8 empty] | Full Conversion
23.03 | W.C. pan with ISI marked white solid plastic seat and lid | item485 | 1 | Each | [5 empty] | Full Conversion | INR | [6 empty] | 17.2.1 | [33 empty] | 0 | 0 | #VALUE!
23.04 | Providing and fixing white vitreous china flat back or wall corner typelipped front urinal basin of 430x260x350 mm and 340x410x265 mm sizes respectively with automatic flushing cistern with standard flush pipe and C.P. brass spreaders with brass unions and G.I clamps complete, including painting of fittings and brackets, cutting and making good the walls and floors wherever required : | [8 empty] | Full Conversion
23.05 | One urinal basin with 5 litre white P.V.C. automatic flushing cistern | item486 | 1 | Each | [5 empty] | Full Conversion | INR | [6 empty] | 17.4.1 | [33 empty] | 0 | 0 | #VALUE!
23.06 | Providing and fixing wash basin with C.I. brackets, 15 mm C.P. brass pillar taps, 32 mm C.P. brass waste of standard pattern, including painting of fittings and brackets, cutting and making good the walls wherever require | [8 empty] | Full Conversion
23.07 | White Vitreous China Wash basin size 630x450 mm with a pair of 15 mm C.P. brass pillar taps | item487 | 1 | Each | [5 empty] | Full Conversion | INR | [6 empty] | 17.7.1 | [33 empty] | 0 | 0 | #VALUE!
23.08 | Providing and fixing CP Brass 32mm size Bottle Trap of approved quality & make and as per the direction of Engineer-in-charge. | item488 | 1 | Each | [5 empty] | Full Conversion | INR | [6 empty] | 17.22A | [33 empty] | 0 | 0 | #VALUE!
23.09 | Providing and fixing P.V.C. waste pipe for sink or wash basin including P.V.C. waste fittings complete | [8 empty] | Full Conversion
23.1 | Semi rigid pipe | [8 empty] | Full Conversion
23.11 | 32 mm dia | item489 | 1 | Each | [5 empty] | Full Conversion | INR | [6 empty] | 17.28.1.1 | [33 empty] | 0 | 0 | #VALUE!
23.12 | Providing and fixing 600x450 mm beveled edge mirror of superior glass (of approved quality) complete with 6 mm thick hard board ground fixed to wooden cleats with C.P. brass screws and washers complete | item490 | 1 | Each | [5 empty] | Full Conversion | INR | [6 empty] | 17.31 | [33 empty] | 0 | 0 | #VALUE!
23.13 | Providing and fixing 600x120x5 mm glass shelf with edges round off, supported on anodised aluminium angle frame with C.P. brass brackets and guard rail complete fixed with 40 mm long screws, rawl Plugs etc., complete. | item491 | 1 | Each | [5 empty] | Full Conversion | INR | [6 empty] | 17.33 | [33 empty] | 0 | 0 | #VALUE!
23.14 | Providing and fixing C.P. brass stop cock (concealed) of standard design and of approved make conforming to IS:8931 | [8 empty] | Full Conversion
23.15 | 15 mm nominal bore | item492 | 1 | Each | [5 empty] | Full Conversion | INR | [6 empty] | 18.52.1 | [33 empty] | 0 | 0 | #VALUE!
23.16 | Providing and fixing C.P. brass long body bib cock of approved quality conforming to IS standards and weighing not less than 690 gms. | [8 empty] | Full Conversion
23.17 | 15 mm nominal bore | item493 | 2 | Each | [5 empty] | Full Conversion | INR | [6 empty] | 18.51.1 | [33 empty] | 0 | 0 | #VALUE!
23.18 | 15 mm CP Bib Cock with wall flange (T5004A1 Bib Cock Uno) | item494 | 1 | Each | [5 empty] | Full Conversion | INR | [6 empty] | DSR Analysis | [33 empty] | 0 | 0 | #VALUE!
23.19 | 15mm CP Angular Stop Cock (T5007A1 UNO-ANGLE VALVE) | item495 | 2 | Each | [5 empty] | Full Conversion | INR | [6 empty] | DSR Analysis | [33 empty] | 0 | 0 | #VALUE!
23.2 | Health Faucet (E8354A1 -Slimline Eay Cleaning) | item496 | 1 | Each | [5 empty] | Full Conversion | INR | [6 empty] | DSR Analysis | [33 empty] | 0 | 0 | #VALUE!
23.21 | Providing and fixing PTMT towel ring trapezoidal shape 215 mm long, 200 mm wide with minimum distances of 37 mm from wall face with concealed fittings arrangement of approved quality and colour, weighing not less than 88 gms. | item497 | 1 | Each | [5 empty] | Full Conversion | INR | [6 empty] | 17.72 | [33 empty] | 0 | 0 | #VALUE!
23.22 | Providing and fixing toilet paper holder : | [8 empty] | Full Conversion
23.23 | C.P. brass | item498 | 1 | Each | [5 empty] | Full Conversion | INR | [6 empty] | 17.34.1 | [33 empty] | 0 | 0 | #VALUE!
23.24 | Providing and fixing PTMT soap Dish Holder having length of 138 mm, breadth 102 mm, height of 75 mm with concealed fitting arrangements, weighing not less than 106 gms | item499 | 1 | Each | [5 empty] | Full Conversion | INR | [6 empty] | 18.65 | [33 empty] | 0 | 0 | #VALUE!
23.25 | SS Grating with/without waste pipe hole | item500 | 3 | Each | [5 empty] | Full Conversion | INR | [6 empty] | DSR Analysis | [33 empty] | 0 | 0 | #VALUE!
23.26 | G2007A1 Urinal Valve Auto Closing System | item501 | 1 | Each | [5 empty] | Full Conversion | INR | [6 empty] | DSR Analysis | [33 empty] | 0 | 0 | #VALUE!
23.27 | T9809A1 OH Shower ABSSS202 Arm8w F125 | item502 | 1 | Each | [5 empty] | Full Conversion | INR | [6 empty] | DSR Analysis | [33 empty] | 0 | 0 | #VALUE!
23.28 | Providing and fixing Chlorinated Polyvinyl Chloride (CPVC) pipes, having thermal stability for hot & cold water supply, including all CPVC plain & brass threaded fittings, i/c fixing the pipe with clamps at 1.00 m spacing. This includes jointing of pipes & fittings with one step CPVC solvent cement and the cost of cutting chases and making good the same including testing of joints complete as per direction of Engineer in Charge. Concealed work, including cutting chases and making good the walls etc. | [8 empty] | Full Conversion
23.29 | 15 mm nominal dia Pipes | item503 | 22 | Mtr | [5 empty] | Full Conversion | INR | [6 empty] | 18.8.1 | [33 empty] | 0 | 0 | #VALUE!
23.3 | 20 mm nominal dia Pipes | item504 | 15 | Mtr | [5 empty] | Full Conversion | INR | [6 empty] | 18.8.2 | [33 empty] | 0 | 0 | #VALUE!
23.31 | 25 mm nominal dia Pipes | item505 | 12 | Mtr | [5 empty] | Full Conversion | INR | [6 empty] | 18.8.3 | [33 empty] | 0 | 0 | #VALUE!
23.32 | Providing and fixing Chlorinated Polyvinyl Chloride (CPVC) pipes, having thermal stability for hot & cold water supply including all CPVC plain & brass threadedfittingsThis includes jointing of pipes & fittings with onestep CPVC solvent cement, trenching, refilling & testing of joints complete as per direction of Engineer in Charge. | [8 empty] | Full Conversion
23.33 | (External work) | [8 empty] | Full Conversion
23.34 | 32 mm nominal dia Pipes-(for supply to OHT) | item506 | 15 | Mtr | [5 empty] | Full Conversion | INR | [6 empty] | 18.9.4 | [33 empty] | 0 | 0 | #VALUE!
23.35 | Providing all materials, labour, T&P for fitting & fixing of following Brass Ball Valves confirming to per ASTM D-2467 in all floor & fixing with the pipes after cutting the pipes to required shape & size including wastage etc. of following nominal diameter, all complete including testing the joints with required water pressure.The cost inclusive of all ,duties,transportation scaffolding etc. all complete as per specification and direction of Engineer-in-charge. | [8 empty] | Full Conversion
23.36 | 25mm dia | item507 | 2 | No | [5 empty] | Full Conversion | INR | [6 empty] | DSR Analysis | [33 empty] | 0 | 0 | #VALUE!
23.37 | 32mm dia | item508 | 2 | No | [5 empty] | Full Conversion | INR | [6 empty] | DSR Analysis | [33 empty] | 0 | 0 | #VALUE!
23.38 | Fixing water meter and stop cock in G.I. pipe line including cutting and threading the pipe and making long screws etc. complete (cost of water meter and stop cock to be paid separately) | item509 | 1 | Each | [5 empty] | Full Conversion | INR | [6 empty] | 18.14 | [33 empty] | 0 | 0 | #VALUE!
23.39 | Providing and fixing brass ferrule with C.I. mouth cover including boring and tapping the main | [8 empty] | Full Conversion
23.4 | 25 mm nominal bore | item510 | 1 | Each | [5 empty] | Full Conversion | INR | [6 empty] | 18.20.3 | [33 empty] | 0 | 0 | #VALUE!
23.41 | Cutting holes up to 15x15 cm in R.C.C. floors and roofs for passing drain pipe etc. and repairing the hole after insertion of drain pipe etc. with cement concrete 1:2:4 (1 cement : 2 coarse sand : 4 graded stone aggregate 20 mm nominal size), including finishing complete so as to make it leak proof | item511 | 1 | Each | [5 empty] | Full Conversion | INR | [6 empty] | 18.77 | [33 empty] | 0 | 0 | #VALUE!
23.42 | Supplying all materials, labour, T&P, fitting and fixing uPVC SWR pipes of approved make confirming to IS-13592/1992, both below & above ground level or fixing on wall surface in all floors including all , duties, transportation & scaffolding etc. all complete as per specification & direction of the Engineer-in-charge. | [8 empty] | Full Conversion
23.43 | 110 mm SWR pipe (Type-B) | item512 | 30 | Mtr | [5 empty] | Full Conversion | INR | [6 empty] | DSR Analysis | [33 empty] | 0 | 0 | #VALUE!
23.44 | 75 mm SWR pipe (Type-B) | item513 | 20 | Mtr | [5 empty] | Full Conversion | INR | [6 empty] | DSR Analysis | [33 empty] | 0 | 0 | #VALUE!
23.45 | Supplying all materials, labour, T&P, fitting and fixing of following dia uPVC SWR (Ringfit) fittings of approved make confirming to IS-14735 in all floor with all duties, transportation & requisite testing as per specification & direction of EIC. | [8 empty] | Full Conversion
23.46 | 110mm Single Y | item514 | 3 | No | [5 empty] | Full Conversion | INR | [6 empty] | DSR Analysis | [33 empty] | 0 | 0 | #VALUE!
23.47 | 110mm Single Y with Door | item515 | 4 | No | [5 empty] | Full Conversion | INR | [6 empty] | DSR Analysis | [33 empty] | 0 | 0 | #VALUE!
23.48 | 110 mm 900 Bend | item516 | 2 | No | [5 empty] | Full Conversion | INR | [6 empty] | DSR Analysis | [33 empty] | 0 | 0 | #VALUE!
23.49 | 110x75mm Reducing TEE | item517 | 4 | No | [5 empty] | Full Conversion | INR | [6 empty] | DSR Analysis | [33 empty] | 0 | 0 | #VALUE!
23.5 | 110mm Single TEE | item518 | 10 | No | [5 empty] | Full Conversion | INR | [6 empty] | DSR Analysis | [33 empty] | 0 | 0 | #VALUE!
23.51 | 110mm coupler | item519 | 10 | No | [5 empty] | Full Conversion | INR | [6 empty] | DSR Analysis | [33 empty] | 0 | 0 | #VALUE!
23.52 | 110x75mm Floor Trap | item520 | 15 | No | [5 empty] | Full Conversion | INR | [6 empty] | DSR Analysis | [33 empty] | 0 | 0 | #VALUE!
23.53 | 75mm Single Y | item521 | 4 | No | [5 empty] | Full Conversion | INR | [6 empty] | DSR Analysis | [33 empty] | 0 | 0 | #VALUE!
23.54 | 75mm Single Y with Door | item522 | 4 | No | [5 empty] | Full Conversion | INR | [6 empty] | DSR Analysis | [33 empty] | 0 | 0 | #VALUE!
23.55 | 75 mm 450 Bend | item523 | 10 | No | [5 empty] | Full Conversion | INR | [6 empty] | DSR Analysis | [33 empty] | 0 | 0 | #VALUE!
23.56 | 75mm coupler | item524 | 7 | No | [5 empty] | Full Conversion | INR | [6 empty] | DSR Analysis | [33 empty] | 0 | 0 | #VALUE!
23.57 | 75mm Single TEE | item525 | 10 | No | [5 empty] | Full Conversion | INR | [6 empty] | DSR Analysis | [33 empty] | 0 | 0 | #VALUE!
23.58 | 75 mm 87.50 Bend | item526 | 10 | No | [5 empty] | Full Conversion | INR | [6 empty] | DSR Analysis | [33 empty] | 0 | 0 | #VALUE!
23.59 | 75 mm 87.50 Bend with door | item527 | 5 | No | [5 empty] | Full Conversion | INR | [6 empty] | DSR Analysis | [33 empty] | 0 | 0 | #VALUE!
23.6 | 110x75mm Multi Trap | item528 | 2 | No | [5 empty] | Full Conversion | INR | [6 empty] | DSR Analysis | [33 empty] | 0 | 0 | #VALUE!
23.61 | 110/75mm pvc clip | item529 | 10 | No | [5 empty] | Full Conversion | INR | [6 empty] | DSR Analysis | [33 empty] | 0 | 0 | #VALUE!
23.62 | 110/75mm cowl | item530 | 2 | No | [5 empty] | Full Conversion | INR | [6 empty] | DSR Analysis | [33 empty] | 0 | 0 | #VALUE!
23.63 | Providing, lowering, laying, aligning, fixing in position and jointing at all level/ depths full round HDPE DWC (DOUBLE WALL CORRUGATED WITH IN-LINE SOCKETED PIPE (WITH RUBBER RING)) pipes of SN8 grade as per IS 16098 (Part 2) amended upto date in trenches in complete including all material, labour, sectional hydro testing (including the cost and conveyance of water to site for testing) and commissioning as per Technical Specifications, drawings and as per directionon of Engineer in charge. Note : E/w to be measured and paid separately. (Excluding cost for earth work & back filling which shall be paid separately) | [8 empty] | Full Conversion
23.64 | 150mm (NB) dia | item531 | 3 | Mtr | [5 empty] | Full Conversion | INR | [6 empty] | DSR Analysis | [33 empty] | 0 | 0 | #VALUE!
23.65 | Constructing brick masonry chamber for underground C.I. inspection chamber and bends with bricks in cement mortar 1:4 (1 cement : 4 coarse sand) C.I. cover with frame (light duty) 500x700 mm internal dimensions, total weight of cover with frame to be not less than 38 kg (weight of cover 23 kg and weight of frame 15 kg), R.C.C. top slab with 1:1.5:3 mix (1 cement : 1.5 fine sand : 3 graded stone aggregate 20 mm nominal size), foundation concrete 1:5:10 (1 cement : 5 fine sand : 10 graded stone aggregate 40 mm nominal size), inside plastering 12 mm thick with cement mortar 1:3 (1 cement : 3 coarse sand), finished smooth with a floating coat of neat cement on walls and bed concrete etc. complete as per standard design | [8 empty] | Full Conversion
23.66 | Inside dimensions 500x700 mm and 45 cm deep for pipe line with one or two inlets : | [8 empty] | Full Conversion
23.67 | With common burnt clay F.P.S. (non modular) bricks of class designation 7.5 | item532 | 1 | Each | [5 empty] | Full Conversion | INR | [6 empty] | 19.30.2.1 | [33 empty] | 0 | 0 | #VALUE!
23.68 | Extra for depth beyond 45 cm of brick masonry chamber : | [8 empty] | Full Conversion
23.69 | For 500x700 mm size | [8 empty] | Full Conversion
23.7 | With common burnt clay F.P.S. (non modular) bricks of class designation 7.5 | item533 | 0.3 | Mtr | [5 empty] | Full Conversion | INR | [6 empty] | 19.31.2.1 | [33 empty] | 0 | 0 | #VALUE!
23.71 | SARITA 3 Layer Blow Tank 750 Ltr Blue-MAKE "ASTRAL" | item534 | 1 | No. | [5 empty] | Full Conversion | INR | [6 empty] | DSR Analysis | [33 empty] | 0 | 0 | #VALUE!
24 | BASTION ELECTRICAL WORK | [8 empty] | Full Conversion
24.01 | Internal Wiring | [8 empty] | Full Conversion
24.02 | Wiring to light, ceiling fan, exhaust fan, call bell, & 6A On board with 1.5sqmm FRLS PVC insulated 1100 volt grade multistranded copper conductor wire for phase, neutral and earth continuity conductor run inside 2mm wall thick ISI mark FRLS rigid PVC conduit pipe surface or recessed in wall/ column/ ceiling / above false ceiling / under the floor of the building including supply of materials such as clip-in type modular switches, metallic concealed box, wire, , junction box etc as per the electrical layout drawing & technical specifications complete with making good to the damages caused as required and as per direction of Engineer-in-charge. | [8 empty] | Full Conversion
24.03 | Single light point controlled by one 6A switch | item535 | 3 | Nos | [5 empty] | Full Conversion | INR | [6 empty] | (CPWD DAR E&M 2022)-1.10.2 | [33 empty] | 0 | 0 | #VALUE!
24.04 | Ceiling Fan Point | item536 | 4 | Nos | [5 empty] | Full Conversion | INR | [6 empty] | (CPWD DAR E&M 2022)-1.10.3 | [33 empty] | 0 | 0 | #VALUE!
24.05 | 6A Socket & switch on existing Switch board | item537 | 1 | Nos | [5 empty] | Full Conversion | INR | [6 empty] | DSR Analysis | [33 empty] | 0 | 0 | #VALUE!
24.06 | Supply, delivery, installation & testing of suitable size Separate metallic concealed box with modular plate and cover in front on surface including following type plug boards with interconnections and making good the damages caused complete as required and as per direction of Engineer-in-charge. | [8 empty] | Full Conversion
24.07 | Supplying and fixing 3 pin, 6 amp ceiling rose including connections etc. as required, as per drawing and as per the direction of Engineer in charge | item538 | 4 | Nos | [5 empty] | Full Conversion | INR | [6 empty] | DSR Analysis | [33 empty] | 0 | 0 | #VALUE!
24.08 | Supplying and fixing 6/16A modular socket with 16A Switch on modular plate & switch box including connections etc. as required. as per the direction of E.I.C. | item539 | 1 | Nos | [5 empty] | Full Conversion | INR | [6 empty] | DSR Analysis | [33 empty] | 0 | 0 | #VALUE!
24.09 | Wiring for circuits & submain with following number & sizes of FRLS PVC insulated 1100 volt grade multistranded copper conductor wire run inside 2mm thick PVC conduit pipe recessed in ceiling/ column/ walls of building including supply of all materials such as wires, PVC conduit, junction box & pull box etc complete with making good the damages caused as required and as per direction of Engineer-in-charge. | [8 empty] | Full Conversion
24.1 | 2 numbers single core 1.5 sqmm copper wire for phase & neutral and 1 number single core 1.5 sqmm copper wire for earth continuity conductor.( for point wiring beyond 5mtrs long & 6A Switch Socket (Sep. board ) & 2nos 6A Switch Socket (Sep. board ) | item540 | 120 | Mtr | [5 empty] | Full Conversion | INR | [6 empty] | (CPWD DAR E&M 2022)-1.14.1 | [33 empty] | 0 | 0 | #VALUE!
24.11 | 2 numbers single core 2.5 sqmm copper wire for phase & neutral and 1 number single core 2.5 sqmm copper wire for earth continuity conductor. | item541 | 90 | Mtr | [5 empty] | Full Conversion | INR | [6 empty] | (CPWD DAR E&M 2022)-1.14.2 | [33 empty] | 0 | 0 | #VALUE!
24.12 | 2 numbers single core 4.0 sqmm copper wire for phase & neutral and 1 number single core 4.0 sqmm copper wire for earth continuity conductor. | item542 | 70 | Mtr | [5 empty] | Full Conversion | INR | [6 empty] | (CPWD DAR E&M 2022)-1.14.3 | [33 empty] | 0 | 0 | #VALUE!
24.13 | Supplying and fixing suitable size metallic concealed box with modular plate and cover in front on surface or in recess, including providng and fixing 1 no. Stepped type Modular Fan regulator (2 module), connections etc. as required. as per drawing and as per the direction of Engineer in charge | item543 | 2 | Nos | [5 empty] | Full Conversion | INR | [6 empty] | DSR Analysis | [33 empty] | 0 | 0 | #VALUE!
24.14 | Installation of Fittings & Fixtures | [8 empty] | Full Conversion
24.15 | Installation ,Testing, Commissioning of ceiling Light/ LED Tube Light fittings of all sizes and shapes containing upto two LED lamps per fitting, complete with all accessories including connections etc. as required as per drawing and as per the direction of Engineer in charge | [8 empty] | Full Conversion
24.16 | 40 Watt LED Tube Light | item544 | 2 | Nos | [5 empty] | Full Conversion | INR | [6 empty] | DSR Analysis | [33 empty] | 0 | 0 | #VALUE!
24.17 | Supply, installation, testing and commissioning of ceiling fan & exhaust Fanincluding wiring the down rods of standard length (upto 30 cm) with 1.5 sq. mm FRLS PVC insulated, copper conductor, single core cable, . as required, as per drawing and as per the direction of Engineer in charge | [8 empty] | Full Conversion
24.18 | 1200 mm sweep | item545 | 2 | Nos | [5 empty] | Full Conversion | INR | [6 empty] | (CPWD DAR E&M 2022)-19.1 | [33 empty] | 0 | 0 | #VALUE!
24.19 | 300 mm Heavy Duty Exhaust fan | item546 | 2 | Nos | [5 empty] | Full Conversion | INR | [6 empty] | DSR Analysis | [33 empty] | 0 | 0 | #VALUE!
24.2 | Supply, delivery, installation, testing & commissioning of L.T. indoor wall mounted double door type distribution boards of original factory made enclosures of the same brand as the MCB conforming to the relevant ISS and as per special conditions of contract making good the damages caused complete as per the direction of Engineer-in-charge. | [8 empty] | Full Conversion
24.21 | BDB (4way(8+12) TPN DB) (IP-43 IK 09 with Metalic Door) | item547 | 1 | Nos | [5 empty] | Full Conversion | INR | [6 empty] | (CPWD DAR E&M 2022)-2.4.1 | [33 empty] | 0 | 0 | #VALUE!
24.22 | Supply, delivery, installation, testing & commissioning following rating, four pole, (three phase and neutral), 415 volts, Residual current operated Circuit Breaker with Overcurrent protection" (RCBB), in the existing MCB DB complete with connections, testing and commissioning etc. as required and as per direction of Engineer-in-charge | [8 empty] | Full Conversion
24.23 | 25A | item548 | 2 | Nos | [5 empty] | Full Conversion | INR | [6 empty] | (CPWD DAR E&M 2022)-2.15.1 | [33 empty] | 0 | 0 | #VALUE!
24.24 | Supplying and fixing 5 amps to 32 amps rating, 240/415 volts, 10 kA, “C” curve, miniature circuit breaker suitable for inductive load of following poles in the existing MCB DB complete with connections, testing and commissioning etc. as required. | [8 empty] | Full Conversion
24.25 | 5 amps to 32 SP MCB 10KA 'C' | item549 | 4 | Nos | [5 empty] | Full Conversion | INR | [6 empty] | (CPWD DAR E&M 2022)-2.10.1 | [33 empty] | 0 | 0 | #VALUE!
24.26 | Supply & Fixing of following sizes of Heavy Mechanical Strees class PVC conduit along with accessories in recess including cutting the wall and making good the same in case of recessed conduit as required , as required and as per direction of Engineer-in-charge. | [8 empty] | Full Conversion
24.27 | 25mm | item550 | 60 | Mtr | [5 empty] | Full Conversion | INR | [6 empty] | (CPWD DAR E&M 2022)-1.21.2 | [33 empty] | 0 | 0 | #VALUE!
24.28 | 20mm | item551 | 70 | Mtr | [5 empty] | Full Conversion | INR | [6 empty] | (CPWD DAR E&M 2022)-1.21.1 | [33 empty] | 0 | 0 | #VALUE!
24.29 | LT CABLE | [8 empty] | Full Conversion
24.3 | 3.5C x 25SQMM | [8 empty] | Full Conversion
24.31 | Supply of 3.5C x 25 SQMM PVC insulated & PVC sheathed/XLPE cable , armoured aluminium conductor power cable of 1100 volt grade as per direction of Engineer-in-charge. Make :- KEI/HAVELLS/RR KABLE/FINOLEX/POLYCAB | item552 | 100 | Mtr | [5 empty] | Full Conversion | INR | [6 empty] | DSR Analysis | [33 empty] | 0 | 0 | #VALUE!
24.32 | Laying of one number 3.5C x 25SQMM PVC insulated and PVC sheathed/XLPE power cable of 1100 volt grade of following size on the cable Tray as required etc. | item553 | 30 | Mtr | [5 empty] | Full Conversion | INR | [6 empty] | DSR Analysis | [33 empty] | 0 | 0 | #VALUE!
24.33 | Laying of one number 3.5C x 25SQMM PVC insulated and PVC sheathed/XLPE power cable of 1100 volt grade of following size in existing cable trench as required etc. | item554 | 70 | Mtr | [5 empty] | Full Conversion | INR | [6 empty] | DSR Analysis | [33 empty] | 0 | 0 | #VALUE!
24.34 | 3.5C x 35SQMM | [8 empty] | Full Conversion
24.35 | Supply of 3.5C x 35 SQMM PVC insulated & PVC sheathed/XLPE cable , armoured aluminium conductor power cable of 1100 volt grade as per direction of Engineer-in-charge. Make :- KEI/HAVELLS/RR KABLE/FINOLEX/POLYCAB | item555 | 70 | Mtr | [5 empty] | Full Conversion | INR | [6 empty] | DSR Analysis | [33 empty] | 0 | 0 | #VALUE!
24.36 | Laying of one number 3.5C x 35SQMM PVC insulated and PVC sheathed/XLPE power cable of 1100 volt grade of following size on the cable Tray as required etc. | item556 | 30 | Mtr | [5 empty] | Full Conversion | INR | [6 empty] | DSR Analysis | [33 empty] | 0 | 0 | #VALUE!
24.37 | Laying of one number 3.5C x 35SQMM PVC insulated and PVC sheathed/XLPE power cable of 1100 volt grade of following size in existing cable trench as required etc. | item557 | 40 | Mtr | [5 empty] | Full Conversion | INR | [6 empty] | DSR Analysis | [33 empty] | 0 | 0 | #VALUE!
24.38 | Supplying & making end termination with Double Compression Flame Proof Type Brass Cable Gland and aluminium lugs for following size of PVC insulated and PVC sheathed /XLPE aluminium conductor cable of 1.1KV grade as required. Make:-Jaison,Comet, Dowells, Raychem | [8 empty] | Full Conversion
24.39 | 3.5 core X 25 sqmm | item558 | 8 | Set | [5 empty] | Full Conversion | INR | [6 empty] | (CPWD DAR E&M 2022)-9.1.20 | [33 empty] | 0 | 0 | #VALUE!
24.4 | 3.5 core X 35 sqmm | item559 | 4 | Set | [5 empty] | Full Conversion | INR | [6 empty] | (CPWD DAR E&M 2022)-9.1.21 | [33 empty] | 0 | 0 | #VALUE!
25 | DHC ROOM-CIVIL WORK (Reconstruction of Bastion (Area = 35 Sqm)) | [8 empty] | Full Conversion
25.01 | EXCAVATION AND FILLING | [8 empty] | Full Conversion
25.02 | Earth work in excavation by mechanical means (Hydraulic excavator)/ manual means over areas (exceeding 30 cm in depth, 1.5 m in width as well as 10 sqm on plan) including getting out and disposal of excavated earth lead upto 50 m and lift upto 1.5 m, as directed by Engineer-in charge. All kinds of soil | item560 | 63.45 | Cum | [5 empty] | Full Conversion | INR | [6 empty] | 2.6.1 | [33 empty] | 0 | 0 | #VALUE!
25.03 | Filling available excavated earth (excluding rock) in trenches, plinth, sides of foundations etc. in layers not exceeding 20cm in depth, consolidating each deposited layer by ramming and watering, lead up to 50 m and lift upto 1.5 m. | item561 | 64.82 | Cum | [5 empty] | Full Conversion | INR | [6 empty] | 2.25 | [33 empty] | 0 | 0 | #VALUE!
25.04 | Supplying and filling in plinth with sand under floors, including watering, ramming, consolidating and dressing complete. | item562 | 5.57 | Cum | [5 empty] | Full Conversion | INR | [6 empty] | 2.27 | [33 empty] | 0 | 0 | #VALUE!
25.05 | ANTI-TERMITE TREATMENT | [8 empty] | Full Conversion
25.06 | Treatment of soil under using chemical emulsion @ 0.5 litre per sqm, With Chlorpyriphos/Lindane E.C. 20% with 1% concentration. | item563 | 65.44 | Sqm | [5 empty] | Full Conversion | INR | [6 empty] | DSR Analysis | [33 empty] | 0 | 0 | #VALUE!
25.07 | BRICK SOLING | [8 empty] | Full Conversion
25.08 | Brick Soling: Dry brick pitching half brick thick in drains including supply of bricks and preparing the surface complete : With common burnt clay F.P.S. (non modular) bricks of class designation 7.5 | item564 | 32.92 | Sqm | [5 empty] | Full Conversion | INR | [6 empty] | 16.12 | [33 empty] | 0 | 0 | #VALUE!
25.09 | PLAIN CEMENT CONCRETE | [8 empty] | Full Conversion
25.1 | Plain Cement concrete (1:4:8)in foundation and floors using 4cm(1½”) size hard crusher broken granite stone metal of approved quality and from approved quarry including lowering, laying concrete, watering, curing etc, complete to required levels laid in layers not exceeding 0’-6” thick in each layer including cost, conveyances, royalties, taxes of all materials and cost of all labour with T&P required for the work etc, complete as per specification & direction of the Engineer-in-charge. | item565 | 4.41 | Cum | [5 empty] | Full Conversion | INR | [6 empty] | 4.1.8 | [33 empty] | 0 | 0 | #VALUE!
25.11 | PLINTH PROTECTION | [8 empty] | Full Conversion
25.12 | Making plinth protection 50mm thick of cement concrete 1:3:6 (1 cement: 3 coarse sand (zone-III) derived from natural sources : 6 graded stone aggregate 20 mm nominal size derived from natural sources) over 75mm thick bed of dry brick ballast 40 mm nominal size, well rammed and consolidated and grouted with fine sand, including necessary excavation, levelling & dressing & finishing the top smooth. | item566 | 12.01 | Sqm | [5 empty] | Full Conversion | INR | [6 empty] | 4.17 | [33 empty] | 0 | 0 | #VALUE!
25.13 | REINFORCED CEMENT CONCRETE | [8 empty] | Full Conversion
25.14 | Providing and laying in position ready mixed or site batched design mix cement concrete for reinforced cement concrete work; using coarse aggregate and fine aggregate derived from natural sources, Portland Pozzolana / Ordinary Portland /Portland Slag cement, admixtures in recommended proportions as per IS: 9103 to accelerate / retard setting of concrete, to improve durability and workability without impairing strength; including pumping of concrete to site of laying, curing, carriage for all leads; but excluding the cost of centering, shuttering, finishing and reinforcement as per direction of the engineer-in-charge; for the following grades of concrete. Note: Extra cement up to 10% of the minimum specified cement content in design mix shall be payable separately. In case the cement content in design mix is more than 110% of the specified minimum cement content, the contractor shall have discretion to either re design the mix or bear the cost of extra cement All works upto plinth level Concrete of M25 grade with minimum cement content of 330 kg /Cum | item567 | 6.98 | Cum | [5 empty] | Full Conversion | INR | [6 empty] | 5.33.1.1 | [33 empty] | 0 | 0 | #VALUE!
25.15 | All works above plinth level upto floor V level Concrete of M25 grade with minimum cement content of 330 kg /Cum | item568 | 8.26 | Cum | [5 empty] | Full Conversion | INR | [6 empty] | 5.33.2.1 | [33 empty] | 0 | 0 | #VALUE!
25.16 | REINFORCEMENT | [8 empty] | Full Conversion
25.17 | Steel reinforcement for R.C.C. work including straightening, cutting, bending, placing in position and binding all complete upto plinth level. Thermo-Mechanically Treated bars of grade Fe-500D or more. | item569 | 799.76 | kg | [5 empty] | Full Conversion | INR | [6 empty] | 5.22.6 | [33 empty] | 0 | 0 | #VALUE!
25.18 | Steel reinforcement for R.C.C. work including straightening, cutting, bending, placing in position and binding all complete above plinth level. Thermo-Mechanically Treated bars of grade Fe-500D or more. | item570 | 994.77 | kg | [5 empty] | Full Conversion | INR | [6 empty] | 5.22A.6 | [33 empty] | 0 | 0 | #VALUE!
25.19 | CENTERING AND SHUTTERING | [8 empty] | Full Conversion
25.2 | Centering and shuttering including strutting, propping etc. and removal of form for Foundations, footings, bases of columns, etc. for mass concrete | item571 | 33.55 | Sqm | [5 empty] | Full Conversion | INR | [6 empty] | 5.9.1 | [33 empty] | 0 | 0 | #VALUE!
25.21 | Centering and shuttering including strutting, propping etc. and removal of form for Suspended floors, roofs, landings, balconies and access platform etc. | item572 | 26.6 | Sqm | [5 empty] | Full Conversion | INR | [6 empty] | 5.9.3 | [33 empty] | 0 | 0 | #VALUE!
25.22 | Centering and shuttering including strutting, propping etc. and removal of form for Lintels, beams, plinth beams, girders, bressumers and cantilevers | item573 | 28.51 | Sqm | [5 empty] | Full Conversion | INR | [6 empty] | 5.9.5 | [33 empty] | 0 | 0 | #VALUE!
25.23 | Centering and shuttering including strutting, propping etc. and removal of form for Columns, Pillars, Piers, Abutments, Posts and Struts | item574 | 68.64 | Sqm | [5 empty] | Full Conversion | INR | [6 empty] | 5.9.6 | [33 empty] | 0 | 0 | #VALUE!
25.24 | BRICKWORK | [8 empty] | Full Conversion
25.25 | Brick work with common burnt clay F.P.S. (non modular) bricks of class designation 7.5 in foundation and plinth in: Cement mortar 1:4 (1 cement : 4 coarse sand). | item575 | 16.23 | Cum | [5 empty] | Full Conversion | INR | [6 empty] | 6.1.1 | [33 empty] | 0 | 0 | #VALUE!
25.26 | Brick work with common burnt clay F.P.S. (non modular) bricks of class designation 7.5 in superstructure above plinth level up to floor V level in all shapes and sizes in : Cement mortar 1:4 (1 cement : 4 coarse sand) | item576 | 12.28 | Cum | [5 empty] | Full Conversion | INR | [6 empty] | 6.4.1 | [33 empty] | 0 | 0 | #VALUE!
25.27 | Half brick masonry with common burnt clay F.P.S. (non modular) bricks of class designation 7.5 in superstructure above plinth level up to floor V level. Cement mortar 1:3 (1 cement :3 coarse sand) | item577 | 23.23 | Sqm | [5 empty] | Full Conversion | INR | [6 empty] | 6.13.1 | [33 empty] | 0 | 0 | #VALUE!
25.28 | PLASTER | [8 empty] | Full Conversion
25.29 | 6 mm cement plaster of mix : 1:3 (1 cement : 3 fine sand) | item578 | 27.03 | Sqm | [5 empty] | Full Conversion | INR | [6 empty] | 13.16.1 | [33 empty] | 0 | 0 | #VALUE!
25.3 | 12 mm cement plaster of mix : 1:4 (1 cement: 4 fine sand) | item579 | 59.4 | Sqm | [5 empty] | Full Conversion | INR | [6 empty] | 13.1.1 | [33 empty] | 0 | 0 | #VALUE!
25.31 | 20 mm cement plaster of mix : 1:6 (1 cement: 6 fine sand) | item580 | 100.63 | Sqm | [5 empty] | Full Conversion | INR | [6 empty] | 13.3.2 | [33 empty] | 0 | 0 | #VALUE!
25.32 | PUTTY & PAINT | [8 empty] | Full Conversion
25.33 | Providing and applying white cement based putty of average thickness 1 mm, of approved brand and manufacturer, over the plastered wall surface to prepare the surface even and smooth complete. | item581 | 187.06 | Sqm | [5 empty] | Full Conversion | INR | [6 empty] | 13.8 | [33 empty] | 0 | 0 | #VALUE!
25.34 | Distempering with 1st quality acrylic distemper (ready mixed) having VOC content less than 50 gms/litre, of approved manufacturer, of required shade and colour complete, as per manufacturer's specification: Two or more coats on new work. | item582 | 86.43 | Sqm | [5 empty] | Full Conversion | INR | [6 empty] | 13.41 | [33 empty] | 0 | 0 | #VALUE!
25.35 | Finishing walls with Acrylic Smooth exterior paint of required shade : New work (Two or more coat applied @ 1.67 ltr/10 sqm over and including priming coat of exterior primer applied @ 2.20 kg/10 sqm) | item583 | 100.63 | Sqm | [5 empty] | Full Conversion | INR | [6 empty] | 13.46 | [33 empty] | 0 | 0 | #VALUE!
25.36 | Painting with synthetic enamel paint of approved brand and manufacture to give an even shade : Two or more coats on new work | item584 | 2.72 | Sqm | [5 empty] | Full Conversion | INR | [6 empty] | 13.62 | [33 empty] | 0 | 0 | #VALUE!
25.37 | FLOOR AND WALL TILES | [8 empty] | Full Conversion
25.38 | Providing and laying vitrified floor tiles in different sizes (thickness to be specified by the manufacturer) with water absorption less than 0.08% and conforming to IS: 15622, of approved make, in all colours and shades, laid on 20mm thick cement mortar 1:4 (1 cement : 4 coarse sand), jointing with grey cement slurry @ 3.3 kg/ sqm including grouting the joints with white cement and matching pigments etc., complete. Size of Tile 600x600 mm | item585 | 18.32 | Sqm | [5 empty] | Full Conversion | INR | [6 empty] | 11.41.2 | [33 empty] | 0 | 0 | #VALUE!
25.39 | Providing and laying Vitrified tiles in floor in different sizes (thickness to be specified by the manufacturer) with water absorption less than 0.08% and conforming to IS:15622, of approved brand & manufacturer, in all colours and shade, laid on 20 mm thick cement mortar 1:4 (1 cement: 4 coarse sand) jointing with grey cement slurry @3.3 kg/sqm including grouting the joints with white cement and matching pigments etc. The tiles must be cut with the zero chipping diamond cutter only . Laying of tiles will be done with the notch trowel, plier, wedge, clips of required thickness, leveling system and rubber mallet for placing the tiles gently and easily Glazed Vitrified tiles Matt/Antiskid finish of size Size of Tile 600 x 600 mm | item586 | 3.96 | Sqm | [5 empty] | Full Conversion | INR | [6 empty] | 11.41A.3.1 | [33 empty] | 0 | 0 | #VALUE!
25.4 | Providing and laying Polished Granite stone flooring in required design and patterns, in linear as well as curvilinear portions of the building all complete as per the architectural drawings with 18 mm thick stone slab mover 20 mm (average) thick base of cement mortar 1:4 m(1 cement : 4 coarse sand) laid and jointed with cement mslurry and pointing with white cement slurry admixed mwith pigment of matching shade including rubbing , mcuring and polishing etc. all complete as specified and as directed by the Engineer-in-Charge. Polished Granite stone slab jet Black, Cherry Red, Elite Brown, Cat Eye or equivalent | item587 | 4.62 | Sqm | [5 empty] | Full Conversion | INR | [6 empty] | 11.56.1 | [33 empty] | 0 | 0 | #VALUE!
25.41 | Providing edge moulding to 18 mm thick marble stone counters, Vanities etc., including machine polishing to medge to give high gloss finish etc. complete as per design approved by Engineer-in-Charge. | item588 | 4.4 | Mtr | [5 empty] | Full Conversion | INR | [6 empty] | 8.3.2 | [33 empty] | 0 | 0 | #VALUE!
25.42 | Providing and fixing Ist quality ceramic glazed wall tiles conforming to IS: 15622 (thickness to be specified by the manufacturer), of approved make, in all colours, shades except burgundy, bottle green, black of any size as approved by Engineer-in-Charge, in skirting, risers of steps and dados, over 12 mm thick bed of cement mortar 1:3 (1 cement : 3 coarse sand) and jointing with grey cement slurry @ 3.3kg per sqm, including pointing in white cement mixed with pigment of matching shade complete | item589 | 17.09 | Sqm | [5 empty] | Full Conversion | INR | [6 empty] | 8.31 | [33 empty] | 0 | 0 | #VALUE!
25.43 | Tile work in skirting, risers of steps and dado up to 2 m height over 12 mm thick bed of cement mortar 1:3 (1 cement :3 coarse sand) and jointed with grey cement slurry @ 3.3 kg/sqm, including pointing in white cement mixed with pigment of matching shade complete.Marble tiles (polished) Raj Nagar.8 mm thick. | item590 | 2.97 | Sqm | [5 empty] | Full Conversion | INR | [6 empty] | 11.22 | [33 empty] | 0 | 0 | #VALUE!
25.44 | DOOR AND WINDOW | [8 empty] | Full Conversion
25.45 | Providing and fixing 1mm thick M.S. sheet door with frame of 40x40x6 mm angle iron and 3 mm M.S. gusset plates at the junctions and corners, all necessary fittings complete, including applying a priming coat of approved steel primer. Using M.S. angels 40x40x6 mm for diagonal braces | item591 | 2.77 | Sqm | [5 empty] | Full Conversion | INR | [6 empty] | 10.5.1 | [33 empty] | 0 | 0 | #VALUE!
25.46 | Providing and fixing ISI marked flush door shutters conforming to IS : 2202 (Part I) decorative type, core of block board construction with frame of 1st class hard wood and well matched teak 3 ply veneering with vertical grains or cross bands and face veneers on both faces of shutters. 30 mm thick including ISI marked Stainless Steel butt hinges with necessary screws | item592 | 2.31 | Sqm | [5 empty] | Full Conversion | INR | [6 empty] | 9.20.2 | [33 empty] | 0 | 0 | #VALUE!
25.47 | Providing and fixing factory made uPVC glazed/wire mesh windows/ doors comprising of lead free uPVC multi-chambered frame, sash and mullion/coupler (where ever required) extruded profiles having minimum wall thickness of 1.70 mm for Series R1 and R2 profiles and 2.10 mm for Series R3 and R4 profiles conforming to EN: 12608 in any shape, colour and design duly reinforced with galvanized mild steel section made of required shape & size as per CPWD Specification, uPVC extruded glazing beads, interlocks and Inline sash adaptor (where ever required) of appropriate dimension, EPDM gasket, hardware, SS 304 grade fasteners of minimum 8 mm dia with countersunk head, comprising of matching polyamide PA6 grade sleeve for fixing frame to finished wall as per IS 1367: Part 1 to 14, plastic packers, plastic caps and necessary stainless steel screws etc. Profile of frame, sash & mullion (if required) shall be mitred cut and fusion welded/mechanically jointed duly sealed at all corners, including drilling of holes for fixing hardware and drainage of water etc. After fixing frame the gap between frame and adjacent finished wall shall be filled with weather proof silicon sealant over backer rod of approved size and quality, all complete as per approved drawing conforming to CPWD specification & direction of Engineer-in-Charge. Section of steel reinforcement and cross sections of uPVC profiles to be as per design approved by Engineer-in-Charge. Wire mesh / Glazing of plain/ toughened/ laminated/ double glass unit with/without high performance coatings as per design requirements and conforming to IS: 3548 & IS: 16231 shall be paid separately. Note:- Structural design proof checked from a Government Engineering Institute, to be provided by the manufacturer for : (i) Sites with basic wind speed > 45 m/sec as per IS 875- Part 3 (ii) Sites with structure height more than 20m for all wind speeds | [8 empty] | Full Conversion
25.48 | Two track two panels sliding window with Aluminium channel for roller track, wool pile, nylon rollers with SS 304 body.Using R3 series with frame (55mm & above) x (40mm & above) & sash (30mm & above) x (55mm & above) with zinc alloy (zamak) powder coated handle on every panel along with multi-point locking system (Height upto 1.8m) | item593 | 2.48 | Sqm | [5 empty] | Full Conversion | INR | [6 empty] | 9.147.A1.2 | [33 empty] | 0 | 0 | #VALUE!
25.49 | Ventilator Casement window single panel with or without fixed panel with S S. 304 friction hinges as per size and weight of sash, single point locking zinc alloy (zamak) powder coated handles.Using R1 series with frame (33mm & above ) x (35mm & above) & sash /mullion (33mm & above) x (50 mm & above). (Height upto 0.90 meter). | item594 | 0.99 | Sqm | [5 empty] | Full Conversion | INR | [6 empty] | 9.147.D1.1 | [33 empty] | 0 | 0 | #VALUE!
25.5 | STEEL | [8 empty] | Full Conversion
25.51 | Steel work welded in built up sections/ framed work, including cutting, hoisting, fixing in position and applying a priming coat of approved steel primer using structural steel etc. as required. In stringers, treads, landings etc. of stair cases, including use of chequered plate wherever required, all complete. | item595 | 211.31 | Kg | [5 empty] | Full Conversion | INR | [6 empty] | 10.25.1 | [33 empty] | 0 | 0 | #VALUE!
25.52 | Steel work welded in built up sections/ framed work, including cutting, hoisting, fixing in position and applying a priming coat of approved steel primer using structural steel etc. as required. In gratings, frames, guard bar, ladder, railings, brackets, gates and similar works | item596 | 133.05 | Kg | [5 empty] | Full Conversion | INR | [6 empty] | 10.25.2 | [33 empty] | 0 | 0 | #VALUE!
25.53 | Providing and fixing M.S. grills of required pattern in frames of windows etc. with M.S. flats, square or round bars etc. including priming coat with approved steel primer all complete. Fixed to openings /wooden frames with rawl plugs screws etc. | item597 | 37.13 | Kg | [5 empty] | Full Conversion | INR | [6 empty] | 9.48.2 | [33 empty] | 0 | 0 | #VALUE!
25.54 | Providing and fixing fly proof galvanized M.S. wire gauge to windows and clerestory windows using wire gauge with average width of aperture 1.4 mm in both directions with wire of dia 0.63 mm all complete. With 12 mm mild steel U beading | item598 | 2.48 | Sqm | [5 empty] | Full Conversion | INR | [6 empty] | 9.51.2 | [33 empty] | 0 | 0 | #VALUE!
25.55 | Providing and fixing M.S. fan clamp type I or II of 16 mm dia M.S. bar, bent to shape with hooked ends in R.C.C. slabs or beams during laying, including painting the exposed portion of loop, all as per standard design complete. | item599 | 1 | Each | [5 empty] | Full Conversion | INR | [6 empty] | 10.17 | [33 empty] | 0 | 0 | #VALUE!
25.56 | WATER PROOFING | [8 empty] | Full Conversion
25.57 | Providing and laying water proofing treatment on roofs of slabs by applying cement slurry mixed with water proofing cement compound consisting of applying:(a) after surface preparation, first layer of slurry of cement @ 0.488 kg/sqm mixed with water proofing cement compound @ 0.253 kg/sqm. (b) laying second layer of Fibre glass cloth when the first layer is still green. Overlaps of joints of fibre cloth should not be less than 10 cm. (c) third layer of 1.5 mm thickness consisting of slurry of cement @ 1.289 kg/sqm mixed with water proofing cement compound @ 0.670 kg/sqm and coarse sand @ 1.289 kg/sqm. This will be allowed to air cure for 4 hours followed by water curing for 48 hours. The entire treatment will be taken upto 30 cm on parapet wall and tucked into groove in parapet all around. (d) fourth and final layer of brick tiling with cement mortar (which will be paid for separately. For the purpose of measurement the entire treated surface will be measured. | item600 | 27.06 | Sqm | [5 empty] | Full Conversion | INR | [6 empty] | 22.6 | [33 empty] | 0 | 0 | #VALUE!
25.58 | MISCELLANEOUS ITEMS | [8 empty] | Full Conversion
25.59 | Providing and fixing chromium plated brass curtain rod having wall thickness of 1.25mm with two chromium plated brass brackets fixed with C.P. brass screws and PVC sleeves etc., wherever necessary complete : 20 mm dia | item601 | 2.31 | Mtr | [5 empty] | Full Conversion | INR | [6 empty] | 9.46 | [33 empty] | 0 | 0 | #VALUE!
25.6 | Providing and fixing aluminium die cast body tubular type universal hydraulic door closer (having brand logo with ISI, IS : 3564, embossed on the body, door weight upto 35 kg and door width upto 700 mm), with necessary accessories and screws etc. complete. | item602 | 1 | Each | [5 empty] | Full Conversion | INR | [6 empty] | 9.83 | [33 empty] | 0 | 0 | #VALUE!
26 | PH WORKS -DHC BUILDING | [8 empty] | Full Conversion
26.01 | Sanitary Fixtures & CP Fittings | [8 empty] | Full Conversion
26.02 | Providing and fixing white vitreous china pedestal type water closet (European type W.C. pan) with seat and lid, 10 litre low level white P.V.C. flushing cistern, including flush pipe, with manually controlled device (handle lever), conforming to IS : 7231, with all fittings and fixtures complete, including cutting and making good the walls and floors wherever required : | [8 empty] | Full Conversion
26.03 | W.C. pan with ISI marked white solid plastic seat and lid | item603 | 1 | Each | [5 empty] | Full Conversion | INR | [6 empty] | 17.2.1 | [33 empty] | 0 | 0 | #VALUE!
26.04 | Providing and fixing white vitreous china flat back or wall corner typelipped front urinal basin of 430x260x350 mm and 340x410x265 mm sizes respectively with automatic flushing cistern with standard flush pipe and C.P. brass spreaders with brass unions and G.I clamps complete, including painting of fittings and brackets, cutting and making good the walls and floors wherever required : | [8 empty] | Full Conversion
26.05 | One urinal basin with 5 litre white P.V.C. automatic flushing cistern | item604 | 1 | Each | [5 empty] | Full Conversion | INR | [6 empty] | 17.4.1 | [33 empty] | 0 | 0 | #VALUE!
26.06 | Providing and fixing wash basin with C.I. brackets, 15 mm C.P. brass pillar taps, 32 mm C.P. brass waste of standard pattern, including painting of fittings and brackets, cutting and making good the walls wherever require | [8 empty] | Full Conversion
26.07 | White Vitreous China Wash basin size 630x450 mm with a pair of 15 mm C.P. brass pillar taps | item605 | 1 | Each | [5 empty] | Full Conversion | INR | [6 empty] | 17.7.1 | [33 empty] | 0 | 0 | #VALUE!
26.08 | Providing and fixing CP Brass 32mm size Bottle Trap of approved quality & make and as per the direction of Engineer-in-charge. | item606 | 1 | Each | [5 empty] | Full Conversion | INR | [6 empty] | 17.22A | [33 empty] | 0 | 0 | #VALUE!
26.09 | Providing and fixing P.V.C. waste pipe for sink or wash basin including P.V.C. waste fittings complete | [8 empty] | Full Conversion
26.1 | Semi rigid pipe | [8 empty] | Full Conversion
26.11 | 32 mm dia | item607 | 1 | Each | [5 empty] | Full Conversion | INR | [6 empty] | 17.28.1.1 | [33 empty] | 0 | 0 | #VALUE!
26.12 | Providing and fixing 600x450 mm beveled edge mirror of superior glass (of approved quality) complete with 6 mm thick hard board ground fixed to wooden cleats with C.P. brass screws and washers complete | item608 | 1 | Each | [5 empty] | Full Conversion | INR | [6 empty] | 17.31 | [33 empty] | 0 | 0 | #VALUE!
26.13 | Providing and fixing 600x120x5 mm glass shelf with edges round off, supported on anodised aluminium angle frame with C.P. brass brackets and guard rail complete fixed with 40 mm long screws, rawl Plugs etc., complete. | item609 | 1 | Each | [5 empty] | Full Conversion | INR | [6 empty] | 17.33 | [33 empty] | 0 | 0 | #VALUE!
26.14 | Providing and fixing C.P. brass stop cock (concealed) of standard design and of approved make conforming to IS:8931 | [8 empty] | Full Conversion
26.15 | 15 mm nominal bore | item610 | 1 | Each | [5 empty] | Full Conversion | INR | [6 empty] | 18.52.1 | [33 empty] | 0 | 0 | #VALUE!
26.16 | Providing and fixing C.P. brass long body bib cock of approved quality conforming to IS standards and weighing not less than 690 gms. | [8 empty] | Full Conversion
26.17 | 15 mm nominal bore | item611 | 2 | Each | [5 empty] | Full Conversion | INR | [6 empty] | 18.51.1 | [33 empty] | 0 | 0 | #VALUE!
26.18 | 15 mm CP Bib Cock with wall flange (T5004A1 Bib Cock Uno) | item612 | 1 | Each | [5 empty] | Full Conversion | INR | [6 empty] | DSR Analysis | [33 empty] | 0 | 0 | #VALUE!
26.19 | 15mm CP Angular Stop Cock (T5007A1 UNO-ANGLE VALVE) | item613 | 2 | Each | [5 empty] | Full Conversion | INR | [6 empty] | DSR Analysis | [33 empty] | 0 | 0 | #VALUE!
26.2 | Health Faucet (E8354A1 -Slimline Eay Cleaning) | item614 | 1 | Each | [5 empty] | Full Conversion | INR | [6 empty] | DSR Analysis | [33 empty] | 0 | 0 | #VALUE!
26.21 | Providing and fixing PTMT towel ring trapezoidal shape 215 mm long, 200 mm wide with minimum distances of 37 mm from wall face with concealed fittings arrangement of approved quality and colour, weighing not less than 88 gms. | item615 | 1 | Each | [5 empty] | Full Conversion | INR | [6 empty] | 17.72 | [33 empty] | 0 | 0 | #VALUE!
26.22 | Providing and fixing toilet paper holder : | [8 empty] | Full Conversion
26.23 | C.P. brass | item616 | 1 | Each | [5 empty] | Full Conversion | INR | [6 empty] | 17.34.1 | [33 empty] | 0 | 0 | #VALUE!
26.24 | Providing and fixing PTMT soap Dish Holder having length of 138 mm, breadth 102 mm, height of 75 mm with concealed fitting arrangements, weighing not less than 106 gms | item617 | 1 | Each | [5 empty] | Full Conversion | INR | [6 empty] | 18.65 | [33 empty] | 0 | 0 | #VALUE!
26.25 | SS Grating with/without waste pipe hole | item618 | 2 | Each | [5 empty] | Full Conversion | INR | [6 empty] | DSR Analysis | [33 empty] | 0 | 0 | #VALUE!
26.26 | G2007A1 Urinal Valve Auto Closing System | item619 | 1 | Each | [5 empty] | Full Conversion | INR | [6 empty] | DSR Analysis | [33 empty] | 0 | 0 | #VALUE!
26.27 | T9809A1 OH Shower ABSSS202 Arm8w F125 | item620 | 1 | Each | [5 empty] | Full Conversion | INR | [6 empty] | DSR Analysis | [33 empty] | 0 | 0 | #VALUE!
26.28 | Providing and fixing Chlorinated Polyvinyl Chloride (CPVC) pipes, having thermal stability for hot & cold water supply, including all CPVC plain & brass threaded fittings, i/c fixing the pipe with clamps at 1.00 m spacing. This includes jointing of pipes & fittings with one step CPVC solvent cement and the cost of cutting chases and making good the same including testing of joints complete as per direction of Engineer in Charge. Concealed work, including cutting chases and making good the walls etc. | [8 empty] | Full Conversion
26.29 | 15 mm nominal dia Pipes | item621 | 20 | Mtr | [5 empty] | Full Conversion | INR | [6 empty] | 18.8.1 | [33 empty] | 0 | 0 | #VALUE!
26.3 | 20 mm nominal dia Pipes | item622 | 25 | Mtr | [5 empty] | Full Conversion | INR | [6 empty] | 18.8.2 | [33 empty] | 0 | 0 | #VALUE!
26.31 | 25 mm nominal dia Pipes | item623 | 10 | Mtr | [5 empty] | Full Conversion | INR | [6 empty] | 18.8.3 | [33 empty] | 0 | 0 | #VALUE!
26.32 | Providing and fixing Chlorinated Polyvinyl Chloride (CPVC) pipes, having thermal stability for hot & cold water supply including all CPVC plain & brass threadedfittingsThis includes jointing of pipes & fittings with onestep CPVC solvent cement, trenching, refilling & testing of joints complete as per direction of Engineer in Charge. | [8 empty] | Full Conversion
26.33 | (External work) | [8 empty] | Full Conversion
26.34 | 32 mm nominal dia Pipes-(for supply to OHT) | item624 | 15 | Mtr | [5 empty] | Full Conversion | INR | [6 empty] | 18.9.4 | [33 empty] | 0 | 0 | #VALUE!
26.35 | Providing all materials, labour, T&P for fitting & fixing of following Brass Ball Valves confirming to per ASTM D-2467 in all floor & fixing with the pipes after cutting the pipes to required shape & size including wastage etc. of following nominal diameter, all complete including testing the joints with required water pressure.The cost inclusive of all ,duties,transportation scaffolding etc. all complete as per specification and direction of Engineer-in-charge. | [8 empty] | Full Conversion
26.36 | 25mm dia | item625 | 2 | No | [5 empty] | Full Conversion | INR | [6 empty] | DSR Analysis | [33 empty] | 0 | 0 | #VALUE!
26.37 | 32mm dia | item626 | 2 | No | [5 empty] | Full Conversion | INR | [6 empty] | DSR Analysis | [33 empty] | 0 | 0 | #VALUE!
26.38 | Fixing water meter and stop cock in G.I. pipe line including cutting and threading the pipe and making long screws etc. complete (cost of water meter and stop cock to be paid separately) | item627 | 1 | Each | [5 empty] | Full Conversion | INR | [6 empty] | 18.14 | [33 empty] | 0 | 0 | #VALUE!
26.39 | Providing and fixing brass ferrule with C.I. mouth cover including boring and tapping the main | [8 empty] | Full Conversion
26.4 | 25 mm nominal bore | item628 | 1 | Each | [5 empty] | Full Conversion | INR | [6 empty] | 18.20.3 | [33 empty] | 0 | 0 | #VALUE!
26.41 | Cutting holes up to 15x15 cm in R.C.C. floors and roofs for passing drain pipe etc. and repairing the hole after insertion of drain pipe etc. with cement concrete 1:2:4 (1 cement : 2 coarse sand : 4 graded stone aggregate 20 mm nominal size), including finishing complete so as to make it leak proof | item629 | 1 | Each | [5 empty] | Full Conversion | INR | [6 empty] | 18.77 | [33 empty] | 0 | 0 | #VALUE!
26.42 | Supplying all materials, labour, T&P, fitting and fixing uPVC SWR pipes of approved make confirming to IS-13592/1992, both below & above ground level or fixing on wall surface in all floors including all , duties, transportation & scaffolding etc. all complete as per specification & direction of the Engineer-in-charge. | [8 empty] | Full Conversion
26.43 | 110 mm SWR pipe (Type-B) | item630 | 20 | Mtr | [5 empty] | Full Conversion | INR | [6 empty] | DSR Analysis | [33 empty] | 0 | 0 | #VALUE!
26.44 | 75 mm SWR pipe (Type-B) | item631 | 15 | Mtr | [5 empty] | Full Conversion | INR | [6 empty] | DSR Analysis | [33 empty] | 0 | 0 | #VALUE!
26.45 | Supplying all materials, labour, T&P, fitting and fixing of following dia uPVC SWR (Ringfit) fittings of approved make confirming to IS-14735 in all floor with all duties, transportation & requisite testing as per specification & direction of EIC. | [8 empty] | Full Conversion
26.46 | 110mm Single Y | item632 | 4 | No | [5 empty] | Full Conversion | INR | [6 empty] | DSR Analysis | [33 empty] | 0 | 0 | #VALUE!
26.47 | 110mm Single Y with Door | item633 | 3 | No | [5 empty] | Full Conversion | INR | [6 empty] | DSR Analysis | [33 empty] | 0 | 0 | #VALUE!
26.48 | 110 mm 900 Bend | item634 | 2 | No | [5 empty] | Full Conversion | INR | [6 empty] | DSR Analysis | [33 empty] | 0 | 0 | #VALUE!
26.49 | 110x75mm Reducing TEE | item635 | 4 | No | [5 empty] | Full Conversion | INR | [6 empty] | DSR Analysis | [33 empty] | 0 | 0 | #VALUE!
26.5 | 110mm Single TEE | item636 | 10 | No | [5 empty] | Full Conversion | INR | [6 empty] | DSR Analysis | [33 empty] | 0 | 0 | #VALUE!
26.51 | 110mm coupler | item637 | 7 | No | [5 empty] | Full Conversion | INR | [6 empty] | DSR Analysis | [33 empty] | 0 | 0 | #VALUE!
26.52 | 110x75mm Floor Trap | item638 | 10 | No | [5 empty] | Full Conversion | INR | [6 empty] | DSR Analysis | [33 empty] | 0 | 0 | #VALUE!
26.53 | 75mm Single Y | item639 | 5 | No | [5 empty] | Full Conversion | INR | [6 empty] | DSR Analysis | [33 empty] | 0 | 0 | #VALUE!
26.54 | 75mm Single Y with Door | item640 | 5 | No | [5 empty] | Full Conversion | INR | [6 empty] | DSR Analysis | [33 empty] | 0 | 0 | #VALUE!
26.55 | 75 mm 450 Bend | item641 | 10 | No | [5 empty] | Full Conversion | INR | [6 empty] | DSR Analysis | [33 empty] | 0 | 0 | #VALUE!
26.56 | 75mm coupler | item642 | 5 | No | [5 empty] | Full Conversion | INR | [6 empty] | DSR Analysis | [33 empty] | 0 | 0 | #VALUE!
26.57 | 75mm Single TEE | item643 | 10 | No | [5 empty] | Full Conversion | INR | [6 empty] | DSR Analysis | [33 empty] | 0 | 0 | #VALUE!
26.58 | 75 mm 87.50 Bend | item644 | 10 | No | [5 empty] | Full Conversion | INR | [6 empty] | DSR Analysis | [33 empty] | 0 | 0 | #VALUE!
26.59 | 75 mm 87.50 Bend with door | item645 | 5 | No | [5 empty] | Full Conversion | INR | [6 empty] | DSR Analysis | [33 empty] | 0 | 0 | #VALUE!
26.6 | 110x75mm Multi Trap | item646 | 2 | No | [5 empty] | Full Conversion | INR | [6 empty] | DSR Analysis | [33 empty] | 0 | 0 | #VALUE!
26.61 | 110/75mm pvc clip | item647 | 7 | No | [5 empty] | Full Conversion | INR | [6 empty] | DSR Analysis | [33 empty] | 0 | 0 | #VALUE!
26.62 | 110/75mm cowl | item648 | 2 | No | [5 empty] | Full Conversion | INR | [6 empty] | DSR Analysis | [33 empty] | 0 | 0 | #VALUE!
26.63 | Providing, lowering, laying, aligning, fixing in position and jointing at all level/ depths full round HDPE DWC (DOUBLE WALL CORRUGATED WITH IN-LINE SOCKETED PIPE (WITH RUBBER RING)) pipes of SN8 grade as per IS 16098 (Part 2) amended upto date in trenches in complete including all material, labour, sectional hydro testing (including the cost and conveyance of water to site for testing) and commissioning as per Technical Specifications, drawings and as per directionon of Engineer in charge. Note : E/w to be measured and paid separately. (Excluding cost for earth work & back filling which shall be paid separately) | [8 empty] | Full Conversion
26.64 | 150mm (NB) dia | item649 | 3 | Mtr | [5 empty] | Full Conversion | INR | [6 empty] | DSR Analysis | [33 empty] | 0 | 0 | #VALUE!
26.65 | Constructing brick masonry chamber for underground C.I. inspection chamber and bends with bricks in cement mortar 1:4 (1 cement : 4 coarse sand) C.I. cover with frame (light duty) 500x700 mm internal dimensions, total weight of cover with frame to be not less than 38 kg (weight of cover 23 kg and weight of frame 15 kg), R.C.C. top slab with 1:1.5:3 mix (1 cement : 1.5 fine sand : 3 graded stone aggregate 20 mm nominal size), foundation concrete 1:5:10 (1 cement : 5 fine sand : 10 graded stone aggregate 40 mm nominal size), inside plastering 12 mm thick with cement mortar 1:3 (1 cement : 3 coarse sand), finished smooth with a floating coat of neat cement on walls and bed concrete etc. complete as per standard design | [8 empty] | Full Conversion
26.66 | Inside dimensions 500x700 mm and 45 cm deep for pipe line with one or two inlets : | [8 empty] | Full Conversion
26.67 | With common burnt clay F.P.S. (non modular) bricks of class designation 7.5 | item650 | 1 | Each | [5 empty] | Full Conversion | INR | [6 empty] | 19.30.2.1 | [33 empty] | 0 | 0 | #VALUE!
26.68 | Extra for depth beyond 45 cm of brick masonry chamber : | [8 empty] | Full Conversion
26.69 | For 500x700 mm size | [8 empty] | Full Conversion
26.7 | With common burnt clay F.P.S. (non modular) bricks of class designation 7.5 | item651 | 0.3 | Mtr | [5 empty] | Full Conversion | INR | [6 empty] | 19.31.2.1 | [33 empty] | 0 | 0 | #VALUE!
27 | DHC - ELECTRICAL WORK | item652 | 1 | No. | [5 empty] | Full Conversion | INR | [6 empty] | DSR Analysis | [33 empty] | 0 | 0 | #VALUE!
27.01 | Internal Wiring | [8 empty] | Full Conversion
27.02 | Wiring to light, ceiling fan, exhaust fan, call bell, & 6A On board with 1.5sqmm FRLS PVC insulated 1100 volt grade multistranded copper conductor wire for phase, neutral and earth continuity conductor run inside 2mm wall thick ISI mark FRLS rigid PVC conduit pipe surface or recessed in wall/ column/ ceiling / above false ceiling / under the floor of the building including supply of materials such as clip-in type modular switches, metallic concealed box, wire, , junction box etc as per the electrical layout drawing & technical specifications complete with making good to the damages caused as required and as per direction of Engineer-in-charge. | [8 empty] | Full Conversion
27.03 | Single light point controlled by one 6A switch | item653 | 2 | Nos | [5 empty] | Full Conversion | INR | [6 empty] | (CPWD DAR E&M 2022)-1.10.2 | [33 empty] | 0 | 0 | #VALUE!
27.04 | Ceiling Fan Point | item654 | 2 | Nos | [5 empty] | Full Conversion | INR | [6 empty] | (CPWD DAR E&M 2022)-1.10.3 | [33 empty] | 0 | 0 | #VALUE!
27.05 | 6A Socket & switch on existing Switch board | item655 | 1 | Nos | [5 empty] | Full Conversion | INR | [6 empty] | R.A. | [33 empty] | 0 | 0 | #VALUE!
27.06 | Supply, delivery, installation & testing of suitable size Separate metallic concealed box with modular plate and cover in front on surface including following type plug boards with interconnections and making good the damages caused complete as required and as per direction of Engineer-in-charge. | [8 empty] | Full Conversion
27.07 | Supplying and fixing 3 pin, 6 amp ceiling rose including connections etc. as required, as per drawing and as per the direction of Engineer in charge | item656 | 2 | Nos | [5 empty] | Full Conversion | INR | [6 empty] | DSR Analysis | [33 empty] | 0 | 0 | #VALUE!
27.08 | Supplying and fixing 6/16A modular socket with 16A Switch on modular plate & switch box including connections etc. as required. as per the direction of E.I.C. | item657 | 1 | Nos | [5 empty] | Full Conversion | INR | [6 empty] | DSR Analysis | [33 empty] | 0 | 0 | #VALUE!
27.09 | Wiring for circuits & submain with following number & sizes of FRLS PVC insulated 1100 volt grade multistranded copper conductor wire run inside 2mm thick PVC conduit pipe recessed in ceiling/ column/ walls of building including supply of all materials such as wires, PVC conduit, junction box & pull box etc complete with making good the damages caused as required and as per direction of Engineer-in-charge. | [8 empty] | Full Conversion
27.1 | 2 numbers single core 1.5 sqmm copper wire for phase & neutral and 1 number single core 1.5 sqmm copper wire for earth continuity conductor.( for point wiring beyond 5mtrs long & 6A Switch Socket (Sep. board ) & 2nos 6A Switch Socket (Sep. board ) | item658 | 60 | Mtr | [5 empty] | Full Conversion | INR | [6 empty] | (CPWD DAR E&M 2022)-1.14.1 | [33 empty] | 0 | 0 | #VALUE!
27.11 | 2 numbers single core 2.5 sqmm copper wire for phase & neutral and 1 number single core 2.5 sqmm copper wire for earth continuity conductor. | item659 | 45 | Mtr | [5 empty] | Full Conversion | INR | [6 empty] | (CPWD DAR E&M 2022)-1.14.2 | [33 empty] | 0 | 0 | #VALUE!
27.12 | 2 numbers single core 4.0 sqmm copper wire for phase & neutral and 1 number single core 4.0 sqmm copper wire for earth continuity conductor. | item660 | 35 | Mtr | [5 empty] | Full Conversion | INR | [6 empty] | (CPWD DAR E&M 2022)-1.14.3 | [33 empty] | 0 | 0 | #VALUE!
27.13 | Supplying and fixing suitable size metallic concealed box with modular plate and cover in front on surface or in recess, including providng and fixing 1 no. Stepped type Modular Fan regulator (2 module), connections etc. as required. as per drawing and as per the direction of Engineer in charge | item661 | 1 | Nos | [5 empty] | Full Conversion | INR | [6 empty] | DSR Analysis | [33 empty] | 0 | 0 | #VALUE!
27.14 | Installation of Fittings & Fixtures | [8 empty] | Full Conversion
27.15 | Installation ,Testing, Commissioning of ceiling Light/ LED Tube Light fittings of all sizes and shapes containing upto two LED lamps per fitting, complete with all accessories including connections etc. as required as per drawing and as per the direction of Engineer in charge | [8 empty] | Full Conversion
27.16 | 40 Watt LED Tube Light | item662 | 2 | Nos | [5 empty] | Full Conversion | INR | [6 empty] | DSR Analysis | [33 empty] | 0 | 0 | #VALUE!
27.17 | Supply, installation, testing and commissioning of ceiling fan & exhaust Fanincluding wiring the down rods of standard length (upto 30 cm) with 1.5 sq. mm FRLS PVC insulated, copper conductor, single core cable, . as required, as per drawing and as per the direction of Engineer in charge | [8 empty] | Full Conversion
27.18 | 1200 mm sweep | item663 | 2 | Nos | [5 empty] | Full Conversion | INR | [6 empty] | (CPWD DAR E&M 2022)-19.1 | [33 empty] | 0 | 0 | #VALUE!
27.19 | 300 mm Heavy Duty Exhaust fan | item664 | 2 | Nos | [5 empty] | Full Conversion | INR | [6 empty] | DSR Analysis | [33 empty] | 0 | 0 | #VALUE!
27.2 | Supply, delivery, installation, testing & commissioning of L.T. indoor wall mounted double door type distribution boards of original factory made enclosures of the same brand as the MCB conforming to the relevant ISS and as per special conditions of contract making good the damages caused complete as per the direction of Engineer-in-charge. | [8 empty] | Full Conversion
27.21 | BDB (4way(8+12) TPN DB) (IP-43 IK 09 with Metalic Door) | item665 | 1 | Nos | [5 empty] | Full Conversion | INR | [6 empty] | (CPWD DAR E&M 2022)-2.4.1 | [33 empty] | 0 | 0 | #VALUE!
27.22 | Supply, delivery, installation, testing & commissioning following rating, four pole, (three phase and neutral), 415 volts, Residual current operated Circuit Breaker with Overcurrent protection" (RCBB), in the existing MCB DB complete with connections, testing and commissioning etc. as required and as per direction of Engineer-in-charge | [8 empty] | Full Conversion
27.23 | 25A | item666 | 2 | Nos | [5 empty] | Full Conversion | INR | [6 empty] | (CPWD DAR E&M 2022)-2.15.1 | [33 empty] | 0 | 0 | #VALUE!
27.24 | Supplying and fixing 5 amps to 32 amps rating, 240/415 volts, 10 kA, “C” curve, miniature circuit breaker suitable for inductive load of following poles in the existing MCB DB complete with connections, testing and commissioning etc. as required. | [8 empty] | Full Conversion
27.25 | 5 amps to 32 SP MCB 10KA 'C' | item667 | 4 | Nos | [5 empty] | Full Conversion | INR | [6 empty] | (CPWD DAR E&M 2022)-2.10.1 | [33 empty] | 0 | 0 | #VALUE!
27.26 | Supply & Fixing of following sizes of Heavy Mechanical Strees class PVC conduit along with accessories in recess including cutting the wall and making good the same in case of recessed conduit as required , as required and as per direction of Engineer-in-charge. | [8 empty] | Full Conversion
27.27 | 25mm | item668 | 30 | Mtr | [5 empty] | Full Conversion | INR | [6 empty] | (CPWD DAR E&M 2022)-1.21.2 | [33 empty] | 0 | 0 | #VALUE!
27.28 | 20mm | item669 | 35 | Mtr | [5 empty] | Full Conversion | INR | [6 empty] | (CPWD DAR E&M 2022)-1.21.1 | [33 empty] | 0 | 0 | #VALUE!
27.29 | LT CABLE | [8 empty] | Full Conversion
27.3 | 3.5C x 25SQMM | [8 empty] | Full Conversion
27.31 | Supply of 3.5C x 25 SQMM PVC insulated & PVC sheathed/XLPE cable , armoured aluminium conductor power cable of 1100 volt grade as per direction of Engineer-in-charge. Make :- KEI/HAVELLS/RR KABLE/FINOLEX/POLYCAB | item670 | 50 | Mtr | [5 empty] | Full Conversion | INR | [6 empty] | DSR Analysis | [33 empty] | 0 | 0 | #VALUE!
27.32 | Laying of one number 3.5C x 25SQMM PVC insulated and PVC sheathed/XLPE power cable of 1100 volt grade of following size on the cable Tray as required etc. | item671 | 20 | Mtr | [5 empty] | Full Conversion | INR | [6 empty] | DSR Analysis | [33 empty] | 0 | 0 | #VALUE!
27.33 | Laying of one number 3.5C x 25SQMM PVC insulated and PVC sheathed/XLPE power cable of 1100 volt grade of following size in existing cable trench as required etc. | item672 | 35 | Mtr | [5 empty] | Full Conversion | INR | [6 empty] | DSR Analysis | [33 empty] | 0 | 0 | #VALUE!
27.34 | 3.5C x 35SQMM | [8 empty] | Full Conversion
27.35 | Supply of 3.5C x 35 SQMM PVC insulated & PVC sheathed/XLPE cable , armoured aluminium conductor power cable of 1100 volt grade as per direction of Engineer-in-charge. Make :- KEI/HAVELLS/RR KABLE/FINOLEX/POLYCAB | item673 | 35 | Mtr | [5 empty] | Full Conversion | INR | [6 empty] | DSR Analysis | [33 empty] | 0 | 0 | #VALUE!
27.36 | Laying of one number 3.5C x 35SQMM PVC insulated and PVC sheathed/XLPE power cable of 1100 volt grade of following size on the cable Tray as required etc. | item674 | 20 | Mtr | [5 empty] | Full Conversion | INR | [6 empty] | DSR Analysis | [33 empty] | 0 | 0 | #VALUE!
27.37 | Laying of one number 3.5C x 35SQMM PVC insulated and PVC sheathed/XLPE power cable of 1100 volt grade of following size in existing cable trench as required etc. | item675 | 50 | Mtr | [5 empty] | Full Conversion | INR | [6 empty] | DSR Analysis | [33 empty] | 0 | 0 | #VALUE!
27.38 | Supplying & making end termination with Double Compression Flame Proof Type Brass Cable Gland and aluminium lugs for following size of PVC insulated and PVC sheathed /XLPE aluminium conductor cable of 1.1KV grade as required. Make:-Jaison,Comet, Dowells, Raychem | [8 empty] | Full Conversion
27.39 | 3.5 core X 25 sqmm | item676 | 8 | Set | [5 empty] | Full Conversion | INR | [6 empty] | (CPWD DAR E&M 2022)-9.1.20 | [33 empty] | 0 | 0 | #VALUE!
27.4 | 3.5 core X 35 sqmm | item677 | 4 | Set | [5 empty] | Full Conversion | INR | [6 empty] | (CPWD DAR E&M 2022)-9.1.21 | [33 empty] | 0 | 0 | #VALUE!
28 | ATM-CIVIL WORK | [8 empty] | Full Conversion
28.01 | Reconstruction of Bastion (Area = 16 Sqm) | [8 empty] | Full Conversion
28.02 | EXCAVATION AND FILLING | [8 empty] | Full Conversion
28.03 | Earth work in excavation by mechanical means (Hydraulic excavator)/ manual means over areas (exceeding 30 cm in depth, 1.5 m in width as well as 10 sqm on plan) including getting out and disposal of excavated earth lead upto 50 m and lift upto 1.5 m, as directed by Engineer-in charge. All kinds of soil | item678 | 38.2 | Cum | [5 empty] | Full Conversion | INR | [6 empty] | 2.6.1 | [33 empty] | 0 | 0 | #VALUE!
28.04 | Filling available excavated earth (excluding rock) in trenches, plinth, sides of foundations etc. in layers not exceeding 20cm in depth, consolidating each deposited layer by ramming and watering, lead up to 50 m and lift upto 1.5 m. | item679 | 37.77 | Cum | [5 empty] | Full Conversion | INR | [6 empty] | 2.25 | [33 empty] | 0 | 0 | #VALUE!
28.05 | Supplying and filling in plinth with sand under floors, including watering, ramming, consolidating and dressing complete. | item680 | 2.48 | Cum | [5 empty] | Full Conversion | INR | [6 empty] | 2.27 | [33 empty] | 0 | 0 | #VALUE!
28.06 | ANTI-TERMITE TREATMENT | [8 empty] | Full Conversion
28.07 | Treatment of soil under using chemical emulsion @ 0.5 litre per sqm, With Chlorpyriphos/Lindane E.C. 20% with 1% concentration. | item681 | 26.98 | Sqm | [5 empty] | Full Conversion | INR | [6 empty] | DSR Analysis | [33 empty] | 0 | 0 | #VALUE!
28.08 | BRICK SOLING | [8 empty] | Full Conversion
28.09 | Brick Soling: Dry brick pitching half brick thick in drains including supply of bricks and preparing the surface complete : With common burnt clay F.P.S. (non modular) bricks of class designation 7.5 | item682 | 15.22 | Sqm | [5 empty] | Full Conversion | INR | [6 empty] | 16.12 | [33 empty] | 0 | 0 | #VALUE!
28.1 | PLAIN CEMENT CONCRETE | [8 empty] | Full Conversion
28.11 | Plain Cement concrete (1:4:8)in foundation and floors using 4cm(1½”) size hard crusher broken granite stone metal of approved quality and from approved quarry including lowering, laying concrete, watering, curing etc, complete to required levels laid in layers not exceeding 0’-6” thick in each layer including cost, conveyances, royalties, taxes of all materials and cost of all labour with T&P required for the work etc, complete as per specification & direction of the Engineer-in-charge. | item683 | 1.52 | Cum | [5 empty] | Full Conversion | INR | [6 empty] | 4.1.8 | [33 empty] | 0 | 0 | #VALUE!
28.12 | PLINTH PROTECTION | [8 empty] | Full Conversion
28.13 | Making plinth protection 50mm thick of cement concrete 1:3:6 (1 cement: 3 coarse sand (zone-III) derived from natural sources : 6 graded stone aggregate 20 mm nominal size derived from natural sources) over 75mm thick bed of dry brick ballast 40 mm nominal size, well rammed and consolidated and grouted with fine sand, including necessary excavation, levelling & dressing & finishing the top smooth. | item684 | 7.74 | Sqm | [5 empty] | Full Conversion | INR | [6 empty] | 4.17 | [33 empty] | 0 | 0 | #VALUE!
28.14 | REINFORCED CEMENT CONCRETE | [8 empty] | Full Conversion
28.15 | Providing and laying in position ready mixed or site batched design mix cement concrete for reinforced cement concrete work; using coarse aggregate and fine aggregate derived from natural sources, Portland Pozzolana / Ordinary Portland /Portland Slag cement, admixtures in recommended proportions as per IS: 9103 to accelerate / retard setting of concrete, to improve durability and workability without impairing strength; including pumping of concrete to site of laying, curing, carriage for all leads; but excluding the cost of centering, shuttering, finishing and reinforcement as per direction of the engineer-in-charge; for the following grades of concrete. Note: Extra cement up to 10% of the minimum specified cement content in design mix shall be payable separately. In case the cement content in design mix is more than 110% of the specified minimum cement content, the contractor shall have discretion to either re design the mix or bear the cost of extra cement All works upto plinth level Concrete of M25 grade with minimum cement content of 330 kg /Cum | item685 | 3.67 | Cum | [5 empty] | Full Conversion | INR | [6 empty] | 5.33.1.1 | [33 empty] | 0 | 0 | #VALUE!
28.16 | All works above plinth level upto floor V level Concrete of M25 grade with minimum cement content of 330 kg /Cum | item686 | 4.91 | Cum | [5 empty] | Full Conversion | INR | [6 empty] | 5.33.2.1 | [33 empty] | 0 | 0 | #VALUE!
28.17 | REINFORCEMENT | [8 empty] | Full Conversion
28.18 | Steel reinforcement for R.C.C. work including straightening, cutting, bending, placing in position and binding all complete upto plinth level. Thermo-Mechanically Treated bars of grade Fe-500D or more. | item687 | 421.26 | kg | [5 empty] | Full Conversion | INR | [6 empty] | 5.22.6 | [33 empty] | 0 | 0 | #VALUE!
28.19 | Steel reinforcement for R.C.C. work including straightening, cutting, bending, placing in position and binding all complete above plinth level. Thermo-Mechanically Treated bars of grade Fe-500D or more. | item688 | 553.63 | kg | [5 empty] | Full Conversion | INR | [6 empty] | 5.22A.6 | [33 empty] | 0 | 0 | #VALUE!
28.2 | CENTERING AND SHUTTERING | [8 empty] | Full Conversion
28.21 | Centering and shuttering including strutting, propping etc. and removal of form for Foundations, footings, bases of columns, etc. for mass concrete | item689 | 16.77 | Sqm | [5 empty] | Full Conversion | INR | [6 empty] | 5.9.1 | [33 empty] | 0 | 0 | #VALUE!
28.22 | Centering and shuttering including strutting, propping etc. and removal of form for Suspended floors, roofs, landings, balconies and access platform etc. | item690 | 12.33 | Sqm | [5 empty] | Full Conversion | INR | [6 empty] | 5.9.3 | [33 empty] | 0 | 0 | #VALUE!
28.23 | Centering and shuttering including strutting, propping etc. and removal of form for Lintels, beams, plinth beams, girders, bressumers and cantilevers | item691 | 21.38 | Sqm | [5 empty] | Full Conversion | INR | [6 empty] | 5.9.5 | [33 empty] | 0 | 0 | #VALUE!
28.24 | Centering and shuttering including strutting, propping etc. and removal of form for Columns, Pillars, Piers, Abutments, Posts and Struts | item692 | 17.69 | Sqm | [5 empty] | Full Conversion | INR | [6 empty] | 5.9.6 | [33 empty] | 0 | 0 | #VALUE!
28.25 | BRICKWORK | [8 empty] | Full Conversion
28.26 | Brick work with common burnt clay F.P.S. (non modular) bricks of class designation 7.5 in foundation and plinth in: Cement mortar 1:4 (1 cement : 4 coarse sand). | item693 | 11.01 | Cum | [5 empty] | Full Conversion | INR | [6 empty] | 6.1.1 | [33 empty] | 0 | 0 | #VALUE!
28.27 | Brick work with common burnt clay F.P.S. (non modular) bricks of class designation 7.5 in superstructure above plinth level up to floor V level in all shapes and sizes in : Cement mortar 1:4 (1 cement : 4 coarse sand) | item694 | 10.54 | Cum | [5 empty] | Full Conversion | INR | [6 empty] | 6.4.1 | [33 empty] | 0 | 0 | #VALUE!
28.28 | Half brick masonry with common burnt clay F.P.S. (non modular) bricks of class designation 7.5 in superstructure above plinth level up to floor V level. Cement mortar 1:3 (1 cement :3 coarse sand) | item695 | 8.91 | Sqm | [5 empty] | Full Conversion | INR | [6 empty] | 6.13.1 | [33 empty] | 0 | 0 | #VALUE!
28.29 | PLASTER | [8 empty] | Full Conversion
28.3 | 6 mm cement plaster of mix : 1:3 (1 cement : 3 fine sand) | item696 | 15.25 | Sqm | [5 empty] | Full Conversion | INR | [6 empty] | 13.16.1 | [33 empty] | 0 | 0 | #VALUE!
28.31 | 12 mm cement plaster of mix : 1:4 (1 cement: 4 fine sand) | item697 | 37.62 | Sqm | [5 empty] | Full Conversion | INR | [6 empty] | 13.1.1 | [33 empty] | 0 | 0 | #VALUE!
28.32 | 20 mm cement plaster of mix : 1:6 (1 cement: 6 fine sand) | item698 | 59.4 | Sqm | [5 empty] | Full Conversion | INR | [6 empty] | 13.3.2 | [33 empty] | 0 | 0 | #VALUE!
28.33 | PUTTY & PAINT | [8 empty] | Full Conversion
28.34 | Providing and applying white cement based putty of average thickness 1 mm, of approved brand and manufacturer, over the plastered wall surface to prepare the surface even and smooth complete. | item699 | 112.27 | Sqm | [5 empty] | Full Conversion | INR | [6 empty] | 13.8 | [33 empty] | 0 | 0 | #VALUE!
28.35 | Distempering with 1st quality acrylic distemper (ready mixed) having VOC content less than 50 gms/litre, of approved manufacturer, of required shade and colour complete, as per manufacturer's specification: Two or more coats on new work. | item700 | 52.87 | Sqm | [5 empty] | Full Conversion | INR | [6 empty] | 13.41 | [33 empty] | 0 | 0 | #VALUE!
28.36 | Finishing walls with Acrylic Smooth exterior paint of required shade : New work (Two or more coat applied @ 1.67 ltr/10 sqm over and including priming coat of exterior primer applied @ 2.20 kg/10 sqm) | item701 | 59.4 | Sqm | [5 empty] | Full Conversion | INR | [6 empty] | 13.46 | [33 empty] | 0 | 0 | #VALUE!
28.37 | Painting with synthetic enamel paint of approved brand and manufacture to give an even shade : Two or more coats on new work | item702 | 1.74 | Sqm | [5 empty] | Full Conversion | INR | [6 empty] | 13.62 | [33 empty] | 0 | 0 | #VALUE!
28.38 | FLOOR AND WALL TILES | [8 empty] | Full Conversion
28.39 | Providing and laying vitrified floor tiles in different sizes (thickness to be specified by the manufacturer) with water absorption less than 0.08% and conforming to IS: 15622, of approved make, in all colours and shades, laid on 20mm thick cement mortar 1:4 (1 cement : 4 coarse sand), jointing with grey cement slurry @ 3.3 kg/ sqm including grouting the joints with white cement and matching pigments etc., complete. Size of Tile 600x600 mm | item703 | 9.9 | Sqm | [5 empty] | Full Conversion | INR | [6 empty] | 11.41.2 | [33 empty] | 0 | 0 | #VALUE!
28.4 | Tile work in skirting, risers of steps and dado up to 2 m height over 12 mm thick bed of cement mortar 1:3 (1 cement :3 coarse sand) and jointed with grey cement slurry @ 3.3 kg/sqm, including pointing in white cement mixed with pigment of matching shade complete.Marble tiles (polished) Raj Nagar.8 mm thick. | item704 | 1.98 | Sqm | [5 empty] | Full Conversion | INR | [6 empty] | 11.22 | [33 empty] | 0 | 0 | #VALUE!
28.41 | DOOR AND WINDOW | [8 empty] | Full Conversion
28.42 | Supplying and fixing rolling shutters of approved make, made of required size M.S. laths, interlocked together through their entire length and jointed together at the end by end locks, mounted on specially designed pipe shaft with brackets, side guides and arrangements for inside and outside locking with push and pull operation complete, including the cost of providing and fixing necessary 27.5 cm long wire springs manufactured from high tensile steel wire of adequate strength conforming to IS: 4454 - part 1 and M.S. top cover of required thickness for rolling shutters.80x1.25 mm M.S. laths with 1.25 mm thick top cover. | item705 | 2.77 | Sqm | [5 empty] | Full Conversion | INR | [6 empty] | 10.6.1 | [33 empty] | 0 | 0 | #VALUE!
28.43 | Providing and fixing factory made uPVC glazed/wire mesh windows/ doors comprising of lead free uPVC multi-chambered frame, sash and mullion/coupler (where ever required) extruded profiles having minimum wall thickness of 1.70 mm for Series R1 and R2 profiles and 2.10 mm for Series R3 and R4 profiles conforming to EN: 12608 in any shape, colour and design duly reinforced with galvanized mild steel section made of required shape & size as per CPWD Specification, uPVC extruded glazing beads, interlocks and Inline sash adaptor (where ever required) of appropriate dimension, EPDM gasket, hardware, SS 304 grade fasteners of minimum 8 mm dia with countersunk head, comprising of matching polyamide PA6 grade sleeve for fixing frame to finished wall as per IS 1367: Part 1 to 14, plastic packers, plastic caps and necessary stainless steel screws etc. Profile of frame, sash & mullion (if required) shall be mitred cut and fusion welded/mechanically jointed duly sealed at all corners, including drilling of holes for fixing hardware and drainage of water etc. After fixing frame the gap between frame and adjacent finished wall shall be filled with weather proof silicon sealant over backer rod of approved size and quality, all complete as per approved drawing conforming to CPWD specification & direction of Engineer-in-Charge. Section of steel reinforcement and cross sections of uPVC profiles to be as per design approved by Engineer-in-Charge. Wire mesh / Glazing of plain/ toughened/ laminated/ double glass unit with/without high performance coatings as per design requirements and conforming to IS: 3548 & IS: 16231 shall be paid separately. Note:- Structural design proof checked from a Government Engineering Institute, to be provided by the manufacturer for : (i) Sites with basic wind speed > 45 m/sec as per IS 875- Part 3 (ii) Sites with structure height more than 20m for all wind speeds | [8 empty] | Full Conversion
28.44 | Casement door single panel with zinc alloy (zamak) 3D hinges, multi-point locking system with cylinder, zinc alloy (zamak) powder coated handles on both sides. Using R3 series with frame (55 mm & above) x (50mm & above) & sash (55 mm & above) x (85mm & above) (Height upto 2.5 meter) | item706 | 2.77 | Sqm | [5 empty] | Full Conversion | INR | [6 empty] | 9.147.F1.1 | [33 empty] | 0 | 0 | #VALUE!
28.45 | Using R2 series with frame (40mm & above) x (40mm & above) & sash (25mm & above) x (50mm & above) with zinc alloy (zamak) powder coated touch locks with hook (Height upto 1.2 meter) | item707 | 1.58 | Sqm | [5 empty] | Full Conversion | INR | [6 empty] | 9.147.A1.1 | [33 empty] | 0 | 0 | #VALUE!
28.46 | Ventilator Casement window single panel with or without fixed panel with S S. 304 friction hinges as per size and weight of sash, single point locking zinc alloy (zamak) powder coated handles.Using R1 series with frame (33mm & above ) x (35mm & above) & sash /mullion (33mm & above) x (50 mm & above). (Height upto 0.90 meter). | item708 | 0.59 | Sqm | [5 empty] | Full Conversion | INR | [6 empty] | 9.147.D1.1 | [33 empty] | 0 | 0 | #VALUE!
28.47 | STEEL | [8 empty] | Full Conversion
28.48 | Providing and fixing M.S. grills of required pattern in frames of windows etc. with M.S. flats, square or round bars etc. including priming coat with approved steel primer all complete. Fixed to openings /wooden frames with rawl plugs screws etc. | item709 | 23.76 | Kg | [5 empty] | Full Conversion | INR | [6 empty] | 9.48.2 | [33 empty] | 0 | 0 | #VALUE!
28.49 | Providing and fixing fly proof galvanized M.S. wire gauge to windows and clerestory windows using wire gauge with average width of aperture 1.4 mm in both directions with wire of dia 0.63 mm all complete. With 12 mm mild steel U beading | item710 | 1.58 | Sqm | [5 empty] | Full Conversion | INR | [6 empty] | 9.51.2 | [33 empty] | 0 | 0 | #VALUE!
28.5 | Providing and fixing M.S. fan clamp type I or II of 16 mm dia M.S. bar, bent to shape with hooked ends in R.C.C. slabs or beams during laying, including painting the exposed portion of loop, all as per standard design complete. | item711 | 1 | Each | [5 empty] | Full Conversion | INR | [6 empty] | 10.17 | [33 empty] | 0 | 0 | #VALUE!
28.51 | WATER PROOFING | [8 empty] | Full Conversion
28.52 | Providing and laying water proofing treatment on roofs of slabs by applying cement slurry mixed with water proofing cement compound consisting of applying:(a) after surface preparation, first layer of slurry of cement @ 0.488 kg/sqm mixed with water proofing cement compound @ 0.253 kg/sqm. (b) laying second layer of Fibre glass cloth when the first layer is still green. Overlaps of joints of fibre cloth should not be less than 10 cm. (c) third layer of 1.5 mm thickness consisting of slurry of cement @ 1.289 kg/sqm mixed with water proofing cement compound @ 0.670 kg/sqm and coarse sand @ 1.289 kg/sqm. This will be allowed to air cure for 4 hours followed by water curing for 48 hours. The entire treatment will be taken upto 30 cm on parapet wall and tucked into groove in parapet all around. (d) fourth and final layer of brick tiling with cement mortar (which will be paid for separately. For the purpose of measurement the entire treated surface will be measured. | item712 | 16.97 | Sqm | [5 empty] | Full Conversion | INR | [6 empty] | 22.6 | [33 empty] | 0 | 0 | #VALUE!
28.53 | MISCELLANEOUS ITEMS | [8 empty] | Full Conversion
28.54 | Providing and fixing chromium plated brass curtain rod having wall thickness of 1.25mm with two chromium plated brass brackets fixed with C.P. brass screws and PVC sleeves etc., wherever necessary complete : 20 mm dia | item713 | 1.98 | Mtr | [5 empty] | Full Conversion | INR | [6 empty] | 9.46.2 | [33 empty] | 0 | 0 | #VALUE!
28.55 | Providing and fixing aluminium die cast body tubular type universal hydraulic door closer (having brand logo with ISI, IS : 3564, embossed on the body, door weight upto 35 kg and door width upto 700 mm), with necessary accessories and screws etc. complete. | item714 | 1 | Each | [5 empty] | Full Conversion | INR | [6 empty] | 9.83 | [33 empty] | 0 | 0 | #VALUE!
29 | ATM ELECTRICAL WORK | [8 empty] | Full Conversion
29.01 | Internal Wiring | [8 empty] | Full Conversion
29.02 | Wiring to light, ceiling fan, exhaust fan, call bell, & 6A On board with 1.5sqmm FRLS PVC insulated 1100 volt grade multistranded copper conductor wire for phase, neutral and earth continuity conductor run inside 2mm wall thick ISI mark FRLS rigid PVC conduit pipe surface or recessed in wall/ column/ ceiling / above false ceiling / under the floor of the building including supply of materials such as clip-in type modular switches, metallic concealed box, wire, , junction box etc as per the electrical layout drawing & technical specifications complete with making good to the damages caused as required and as per direction of Engineer-in-charge. | [8 empty] | Full Conversion
29.03 | Single light point controlled by one 6A switch | item715 | 2 | Nos | [5 empty] | Full Conversion | INR | [6 empty] | (CPWD DAR E&M 2022)-1.10.2 | [33 empty] | 0 | 0 | #VALUE!
29.04 | Ceiling Fan Point | item716 | 1 | Nos | [5 empty] | Full Conversion | INR | [6 empty] | (CPWD DAR E&M 2022)-1.10.3 | [33 empty] | 0 | 0 | #VALUE!
29.05 | 6A Socket & switch on existing Switch board | item717 | 1 | Nos | [5 empty] | Full Conversion | INR | [6 empty] | DSR Analysis | [33 empty] | 0 | 0 | #VALUE!
29.06 | Supply, delivery, installation & testing of suitable size Separate metallic concealed box with modular plate and cover in front on surface including following type plug boards with interconnections and making good the damages caused complete as required and as per direction of Engineer-in-charge. | [8 empty] | Full Conversion
29.07 | Supplying and fixing 3 pin, 6 amp ceiling rose including connections etc. as required, as per drawing and as per the direction of Engineer in charge | item718 | 2 | Nos | [5 empty] | Full Conversion | INR | [6 empty] | DSR Analysis | [33 empty] | 0 | 0 | #VALUE!
29.08 | Supplying and fixing 6/16A modular socket with 16A Switch on modular plate & switch box including connections etc. as required. as per the direction of E.I.C. | item719 | 1 | Nos | [5 empty] | Full Conversion | INR | [6 empty] | DSR Analysis | [33 empty] | 0 | 0 | #VALUE!
29.09 | Wiring for circuits & submain with following number & sizes of FRLS PVC insulated 1100 volt grade multistranded copper conductor wire run inside 2mm thick PVC conduit pipe recessed in ceiling/ column/ walls of building including supply of all materials such as wires, PVC conduit, junction box & pull box etc complete with making good the damages caused as required and as per direction of Engineer-in-charge. | [8 empty] | Full Conversion
29.1 | 2 numbers single core 1.5 sqmm copper wire for phase & neutral and 1 number single core 1.5 sqmm copper wire for earth continuity conductor.( for point wiring beyond 5mtrs long & 6A Switch Socket (Sep. board ) & 2nos 6A Switch Socket (Sep. board ) | item720 | 50 | Mtr | [5 empty] | Full Conversion | INR | [6 empty] | (CPWD DAR E&M 2022)-1.14.1 | [33 empty] | 0 | 0 | #VALUE!
29.11 | 2 numbers single core 2.5 sqmm copper wire for phase & neutral and 1 number single core 2.5 sqmm copper wire for earth continuity conductor. | item721 | 35 | Mtr | [5 empty] | Full Conversion | INR | [6 empty] | (CPWD DAR E&M 2022)-1.14.2 | [33 empty] | 0 | 0 | #VALUE!
29.12 | 2 numbers single core 4.0 sqmm copper wire for phase & neutral and 1 number single core 4.0 sqmm copper wire for earth continuity conductor. | item722 | 25 | Mtr | [5 empty] | Full Conversion | INR | [6 empty] | (CPWD DAR E&M 2022)-1.14.3 | [33 empty] | 0 | 0 | #VALUE!
29.13 | Supplying and fixing suitable size metallic concealed box with modular plate and cover in front on surface or in recess, including providng and fixing 1 no. Stepped type Modular Fan regulator (2 module), connections etc. as required. as per drawing and as per the direction of Engineer in charge | item723 | 1 | Nos | [5 empty] | Full Conversion | INR | [6 empty] | DSR Analysis | [33 empty] | 0 | 0 | #VALUE!
29.14 | Installation of Fittings & Fixtures | [8 empty] | Full Conversion
29.15 | Installation ,Testing, Commissioning of ceiling Light/ LED Tube Light fittings of all sizes and shapes containing upto two LED lamps per fitting, complete with all accessories including connections etc. as required as per drawing and as per the direction of Engineer in charge | [8 empty] | Full Conversion
29.16 | 40 Watt LED Tube Light | item724 | 2 | Nos | [5 empty] | Full Conversion | INR | [6 empty] | DSR Analysis | [33 empty] | 0 | 0 | #VALUE!
29.17 | Supply, installation, testing and commissioning of ceiling fan & exhaust Fanincluding wiring the down rods of standard length (upto 30 cm) with 1.5 sq. mm FRLS PVC insulated, copper conductor, single core cable, . as required, as per drawing and as per the direction of Engineer in charge | [8 empty] | Full Conversion
29.18 | 1200 mm sweep | item725 | 1 | Nos | [5 empty] | Full Conversion | INR | [6 empty] | (CPWD DAR E&M 2022)-19.1 | [33 empty] | 0 | 0 | #VALUE!
29.19 | 300 mm Heavy Duty Exhaust fan | item726 | 1 | Nos | [5 empty] | Full Conversion | INR | [6 empty] | DSR Analysis | [33 empty] | 0 | 0 | #VALUE!
29.2 | Supply, delivery, installation, testing & commissioning of L.T. indoor wall mounted double door type distribution boards of original factory made enclosures of the same brand as the MCB conforming to the relevant ISS and as per special conditions of contract making good the damages caused complete as per the direction of Engineer-in-charge. | [8 empty] | Full Conversion
29.21 | BDB (4way(8+12) TPN DB) (IP-43 IK 09 with Metalic Door) | item727 | 1 | Nos | [5 empty] | Full Conversion | INR | [6 empty] | (CPWD DAR E&M 2022)-2.4.1 | [33 empty] | 0 | 0 | #VALUE!
29.22 | Supply, delivery, installation, testing & commissioning following rating, four pole, (three phase and neutral), 415 volts, Residual current operated Circuit Breaker with Overcurrent protection" (RCBB), in the existing MCB DB complete with connections, testing and commissioning etc. as required and as per direction of Engineer-in-charge | [8 empty] | Full Conversion
29.23 | 25A | item728 | 2 | Nos | [5 empty] | Full Conversion | INR | [6 empty] | (CPWD DAR E&M 2022)-2.15.1 | [33 empty] | 0 | 0 | #VALUE!
29.24 | Supplying and fixing 5 amps to 32 amps rating, 240/415 volts, 10 kA, “C” curve, miniature circuit breaker suitable for inductive load of following poles in the existing MCB DB complete with connections, testing and commissioning etc. as required. | [8 empty] | Full Conversion
29.25 | 5 amps to 32 SP MCB 10KA 'C' | item729 | 4 | Nos | [5 empty] | Full Conversion | INR | [6 empty] | (CPWD DAR E&M 2022)-2.10.1 | [33 empty] | 0 | 0 | #VALUE!
29.26 | Supply & Fixing of following sizes of Heavy Mechanical Strees class PVC conduit along with accessories in recess including cutting the wall and making good the same in case of recessed conduit as required , as required and as per direction of Engineer-in-charge. | [8 empty] | Full Conversion
29.27 | 25mm | item730 | 20 | Mtr | [5 empty] | Full Conversion | INR | [6 empty] | (CPWD DAR E&M 2022)-1.21.2 | [33 empty] | 0 | 0 | #VALUE!
29.28 | 20mm | item731 | 25 | Mtr | [5 empty] | Full Conversion | INR | [6 empty] | (CPWD DAR E&M 2022)-1.21.1 | [33 empty] | 0 | 0 | #VALUE!
29.29 | LT CABLE | [8 empty] | Full Conversion
29.3 | 3.5C x 25SQMM | [8 empty] | Full Conversion
29.31 | Supply of 3.5C x 25 SQMM PVC insulated & PVC sheathed/XLPE cable , armoured aluminium conductor power cable of 1100 volt grade as per direction of Engineer-in-charge. Make :- KEI/HAVELLS/RR KABLE/FINOLEX/POLYCAB | item732 | 20 | Mtr | [5 empty] | Full Conversion | INR | [6 empty] | DSR Analysis | [33 empty] | 0 | 0 | #VALUE!
29.32 | Laying of one number 3.5C x 25SQMM PVC insulated and PVC sheathed/XLPE power cable of 1100 volt grade of following size on the cable Tray as required etc. | item733 | 15 | Mtr | [5 empty] | Full Conversion | INR | [6 empty] | DSR Analysis | [33 empty] | 0 | 0 | #VALUE!
29.33 | Laying of one number 3.5C x 25SQMM PVC insulated and PVC sheathed/XLPE power cable of 1100 volt grade of following size in existing cable trench as required etc. | item734 | 20 | Mtr | [5 empty] | Full Conversion | INR | [6 empty] | DSR Analysis | [33 empty] | 0 | 0 | #VALUE!
29.34 | 3.5C x 35SQMM | [8 empty] | Full Conversion
29.35 | Supply of 3.5C x 35 SQMM PVC insulated & PVC sheathed/XLPE cable , armoured aluminium conductor power cable of 1100 volt grade as per direction of Engineer-in-charge. Make :- KEI/HAVELLS/RR KABLE/FINOLEX/POLYCAB | item735 | 20 | Mtr | [5 empty] | Full Conversion | INR | [6 empty] | DSR Analysis | [33 empty] | 0 | 0 | #VALUE!
29.36 | Laying of one number 3.5C x 35SQMM PVC insulated and PVC sheathed/XLPE power cable of 1100 volt grade of following size on the cable Tray as required etc. | item736 | 15 | Mtr | [5 empty] | Full Conversion | INR | [6 empty] | DSR Analysis | [33 empty] | 0 | 0 | #VALUE!
29.37 | Laying of one number 3.5C x 35SQMM PVC insulated and PVC sheathed/XLPE power cable of 1100 volt grade of following size in existing cable trench as required etc. | item737 | 20 | Mtr | [5 empty] | Full Conversion | INR | [6 empty] | DSR Analysis | [33 empty] | 0 | 0 | #VALUE!
29.38 | Supplying & making end termination with Double Compression Flame Proof Type Brass Cable Gland and aluminium lugs for following size of PVC insulated and PVC sheathed /XLPE aluminium conductor cable of 1.1KV grade as required. Make:-Jaison,Comet, Dowells, Raychem | [8 empty] | Full Conversion
29.39 | 3.5 core X 25 sqmm | item738 | 8 | Set | [5 empty] | Full Conversion | INR | [6 empty] | (CPWD DAR E&M 2022)-9.1.20 | [33 empty] | 0 | 0 | #VALUE!
29.4 | 3.5 core X 35 sqmm | item739 | 4 | Set | [5 empty] | Full Conversion | INR | [6 empty] | (CPWD DAR E&M 2022)-9.1.21 | [33 empty] | 0 | 0 | #VALUE!
Total in Figures | [51 empty] | 0 | 0 | #VALUE! | 4 | Construction of chamber for 100mm sluice plates | item5 | 10 | Nos
Quoted Rate in Figures |  |  |  | Select | [47 empty] | 0 | 0 | #VALUE!
Quoted Rate in Words |  | #VALUE!
Validate
Print
Help

## Macros
Please Enable Macros to View BoQ information